## List of Items
Item | Description | Part Number | Commodity Group
100000001 | FUSE AGC 5 AMP PART# 40559300 | 2000-0901 | OMSP | 100000001.JPG
100000002 | COOLANT HOSE PIPE 3 1/2" 89MM | 3000-4704 | OMSP | 100000002.jpg
100000003 | INNER AIR FILTER AF 25545 | 6000-0286 | OMSP | 100000003.jpg
100000004 | STARTER MOTOR PN. 3632273 | 6000-0941 | OMSP | 100000004.jpg
100000005 | OIL SLINGER GASKET PN. 205571 | 6000-1237 | OMSP | 100000005.jpg
100000006 | BELT, V RIBBED PN. 3039376 | 3039376 | OMSP | 100000006.jpg
100000007 | COVER REAR SEAL PN. 207547 | 207547 | OMSP | 100000007.jpg
100000008 | GASKET, ROCKER LEVER COVER 492007600 CUMMINS | 492007600 | OMSP | 100000008.jpg
100000009 | WATER PUMP PART# 4089302 | PG6101 | POWERG | 100000009.jpg
100000010 | OIL RING SEAL PN. 207551 | 207551 | OMSP | 100000010.jpg
100000011 | THERMOSTAT CUMMINS 3629205 (IMPORTED) | 3629205 | OMSP | 100000011.jpg
100000012 | SEAL THERMOSTAT CUMMINS 3627961 (IMPORTED) | 3627961 | OMSP | 100000012.jpg
100000013 | COVER PLATE GASKET PN. 3642342 | 3642342 | OMSP | 100000013.jpg
100000014 | OIL DRAIN WASHER PN. 67946 | 67946 | OMSP | 100000014.jpg
100000015 | BELT, V RIBBED PN. 3003341 CUMMINS | 3003341 | OMSP | 100000015.jpg
100000016 | OUTER AIR FILTER PN. AF 25544 | AF25544 | OMSP | 100000016.jpg
100000017 | TURBO REPAIR KIT PN. 3545647 | 3545647 | OMSP | 100000017.jpg
100000018 | REAR SEAL OIL PN. 3642365 | 3642365 | OMSP | 100000018.jpg
100000019 | OIL DRAIN PLUG PN. 3055069 | 3055069 | OMSP | 100000019.jpg
100000020 | MORTISE LOCK, SILINDIRLI GOMME KILITLER KALE KILIT PN. 153-P-35 | 153-P-35 | OMSP | 100000020.JPG
100000021 | BELT, V, AX26, 28 IN, DAYTON PN. 6A115, OR APPROVED EQUAL | 6A115 | OMSP | 100000021.JPG
100000022 | BELT, SERPENTINE, AX23 COG 25 IN, DAYTON PN. 3VU42, OR APPROVED EQUAL | 3VU42 | OMSP | 100000022.JPG
100000023 | BELT, UNIVEX PN. 1020502, OR APPROVED EQUAL | 1020502 | OMSP | 100000023.JPG
100000024 | BELT, SERPENTINE, 106 IN, TRANE P/N B00230 - (MPN - BX103) | B00230 | OMSP | 100000024.jpg
100000025 | BELT, 93 IN X 91.8 IN,(BX90 1510*) TRANE PN. B00206, OR APPROVED EQUAL | B00206 | OMSP | 100000025.JPG
100000026 | BELT, V, BX77, TRANE PN. B00217, OR APPROVED EQUAL | B00217 | OMSP | 100000026.JPG
100000027 | V BELT, 57 IN A55 DAYTON PN. 3X622 | A55 | OMSP | 100000027.JPG
100000028 | V BELT, 86 IN, A84, GRANGER PN. 5A294 | 5A294 | OMSP | 100000028.JPG
100000029 | V BELT, BX44, COGGED, 21/32 IN X 47 IN, DAYTON P/N 3GXA6 | BX44, | OMSP | 100000029.JPG
100000030 | CERAMIC FLUSH TANK | 91G3120000056 | OMSP | 100000030.jpg
100000032 | THERMOSTAT, VULCAN(KX-112-60MT 500*F 50VA PD 120-277V AC ASSY IN MEXICO) P/N 00-411506-00003, OR APPROVED EQUAL | KX-112-60MT | OMSP | 100000032.JPG
100000033 | AIR CONDITIONER, SPLIT TYPE, COMPLETE UNIT, 1 TON, 60 HZ, 115 V, 12000 BTU, MAXA P/N L35ER-115-60 B MSG12HR | L35ER-115-60BMSG12HR | OMSP | 100000033.JPG
100000034 | AIR CONDITIONER, COMPLETE, R-22, 220 V, 60 HZ, 24000 BTU, CHIGO M/N KFR70GW/GX1A, | KFR70GW/GX1A | OMSP | 100000034.JPG
100000036 | TRANSFORMER, CARRIER (208/230V 50/60HZ 40VA) P/N HT01BD209, | HT01BD209 | OMSP | 100000036.JPG
100000037 | CARRIER OUTDOOR FAN MOTOR 208-230V 50/60HZ PH1 HP1/4 ASSY IN MEXICO P/N HC39GE208 | HC39GE208 | OMSP | 100000037.JPG
100000038 | FILTER, WASHABLE, HEAVY DUTY, ALUMINUM, 16 IN X 25 IN X 2 IN, PRECISIONAIRE P/N LTO-16252-00, | LTO-16252-00 | OMSP | 100000038.JPG
100000039 | HEATER, ELECTRIC, WITH LOUVER HAIL GUARD, (16.0 KW,208/240V -3PH-50/60HZ MADE IN MEXICO) CARRIER P/N CRHEATER105A00, | CRHEATER105A00 | OMSP | 100000039.JPG
100000040 | CONTACTOR, 3 POLE, TRANE P/N CTR00264, OR APPROVED EQUAL | CTR00264 | OMSP | 100000040.JPG
100000041 | BLOWER MOTOR EVAPORATOR MOGB 230-460VAC 60HZ 25.8/12.9A,RPM 1745) ASSEMBLED IN MEXICO TRANE P/N MOT09329, | MOT09329 | OMSP | 100000041.jpg
100000042 | FILTER, AIR, STAINLESS STEEL, WASHABLE, 16 IN X 20 IN X 2 IN, AAF INTERNATIONAL P/N 316-202-500, | 316-202-500 | OMSP | 100000042.JPG
100000043 | MODULE, REFIGERATION,(10A 120V AV 10A 30V DC TRANE P/N MOD01807 | MOD01807 | OMSP | 100000043.JPG
100000044 | FAN, VENT, CRESCOR P/N 0769-165, OR APPROVED EQUAL | 0769-165 | OMSP | 100000044.JPG
100000045 | BLOWER ASSEMBLY, PACKAGE UNIT, CARRIER P/N 50HJ441157, | 50HJ441157 | OMSP | 100000045.jpg
100000046 | VENTILATOR, UTILITY, THORUGH THE WALL, 6 IN, BROAN P/N 512M, | 512M | OMSP | 100000046.jpg
100000047 | PLATE, SUPPORT, BEARING, FAN, PENNBARRY P/N 13492-0, | 13492-0 | OMSP | 100000047.jpg
100000048 | FAN, EXHAUST, CEILING, INLINE, 115 V, 1 PH, 60 HZ, PENNBARRY P/N ZJ10HTDA, | ZJ10HTDA | OMSP | 100000048.jpg
100000050 | PUMP, SUMP, SUBMERSIBLE, 1/2 HP, LITTLE GIANT P/N 10-CIA, | 10-CIA | OMSP | 100000050.jpg
100000051 | FAUCET, SINGLE, HOSE, BIBB, 1/2 IN | N/A | OMSP | 100000051.JPG
100000052 | TAILPIECE, SINK, 1-1/2 IN X 12 IN | N/A | OMSP | 100000052.JPG
100000054 | SEAT, TOILET, ROUND, 14 1/2 IN X 14 1/8 IN X 7/8 IN, BEMIS P/N 7BGR200SL 000, | 7BGR200SL000 | OMSP | 100000054.JPG
100000055 | FLUSH TANK PLASTIC | N/A | OMSP | 100000055.JPG
100000057 | SEAT, TOILET, PLASTIC, ROUND FRONT, WHITE, AMERICAN NATIONAL STANDARDS P/N ANSI Z124.5, | ASIZ124.5 | OMSP | 100000057.JPG
100000058 | HOSE, SHOWER, FLEXIBLE, 1/2 IN X 59, MFR TRIDENT, P/N 6PE12, | 6E+12 | OMSP | 100000058.JPG
100000059 | FLAPPER, TOILET, BLACK, KORKY P/N 54GR, | 54GR | OMSP | 100000059.JPG
100000060 | VALVE, FILL, ANTI-SIPHON, ADJUSTABLE, 9 IN TO 14 IN, FLUIDMASTER P/N 400A, | 400A | PLUMB | 100000060.JPG
100000062 | FAUCET, PRE RINSE, T AND S P/N B-0133-B, | B-0133-B | OMSP | 100000062.JPG
100000064 | TOILET, COMPLETE, CERAMIC, CLOSE-COUPLED, BACK OUTLET, WASHDOWN, 6 LPF, HUDIA P/N HDC233C, | HDC233C | OMSP | 100000064.JPG
100000065 | VALVE, FLUSH, TANK, BRITE P/N 114, | 114 | PLUMB | 100000065.JPG
100000066 | FAUCET, BACKMOUNT, CHICAGO FAUCETS P/N WWG-540-LDCP, | WWG-540-LDC | OMSP | 100000066.JPG
100000067 | DRAIN, SHOWER, FIP, 1 1/2 IN, MUELLER P/N 133-405, OR APPROVED EQUAL | 133-405 | OMSP | 100000067.JPG
100000068 | LEVER, TANK, CHROME, MUELLER P/N 153-001, | 153-001 | OMSP | 100000068.JPG
100000069 | TOILET, 2 PIECE, MADE IN CHINA P/N A5159, | A5159 | OMSP | 100000069.jpg
100000070 | VACUUM BREAKER, DUAL CHECK, BRASS, 3/4 IN, WATTS P/N N9-CD, | 9-CD | OMSP | 100000070.JPG
100000071 | VACUUM BREAKER, ANTI-SIPHON, BRONZE, 1 IN, WATTS P/N 800M4QT, | 800M4QT | OMSP | 100000071.JPG
100000072 | VACUUM BREAKER, ANTI-SIPHON, 3/4 IN, WATTS P/N 288A, | 288A | OMSP | 100000072.JPG
100000073 | VALVE, FLUSH, FLUIDMASTER P/N 550, | 550 | PLUMB | 100000073.JPG
100000074 | TOILET, WHITE , BRAVURA P/N 31085, | 31085 | OMSP | 100000074.jpg
100000075 | SINK, MOP, STEEL, 24 IN X 24 IN X 10 IN, ACORN ENGINEERING P/N 1630, | 1630 | OMSP | 100000075.jpg
100000076 | RHEEM ELECTRIC WATER HEATER 3PH 240VAC 6000W 80 GL. RHEEM-RUDD P/N ELD80 | ELD80 | OMSP | 100000076.jpg
100000077 | DIKO ELEMENT, WATER HEATER 10KW 3P 380VAC 50HZ 2" | 91G4520000271 | OMSP | 100000077.JPG
100000078 | ELEMENT, WATER HEATER, SCREW IN, 11 3/4 IN, 240 V, 60 HZ, 4500 W, EMERSON P/N SG2457 430123, | SG2457430123 | OMSP | 100000078.JPG
100000079 | HEATER ELEMENT, WATER, INCOLOY, 208 V, 3500 and 4500 W, KNOX P/N KNO-SHS-245-X, | INCOLOY | OMSP | 100000079.jpg
100000080 | ELEMENT WATER HEATER DIKO 2000WATT 2" 230VAC 50HZ (AS PER SAMPLE PICTURE) |  | PLUMB | 100000080.JPG
100000081 | ELEMENT, HEATING,( 480 V, 36 KW,3PH TRANE P/N ELM01395), OR APPROVED EQUAL | ELM01395 | OMSP | 100000081.JPG
100000082 | ELEMENT, ELECTRICAL, COMMERCIAL, 6000 W, 480 V, RHEEM RUUD P/N SP10870QL | S10870QL | OMSP | 100000082.JPG
100000083 | THERMOSTAT, ELECTRIC, COMMERCIAL, RHEEM RUUD P/N SP8294, | S8294 | OMSP | 100000083.JPG
100000084 | HEATER, CRANKCASE, (90W 460V SA14) TRANE P/N HTR04225, OR APPROVED EQUAL | HTR04225 | OMSP | 100000084.jpg
100000085 | PILOT, PRESSURE REDUCING, WATTS P/N CP15, | C15 | OMSP | 100000085.JPG
100000086 | PIPE, CPVC, SCH 80, 1 IN X 10 FT | N/A | OMSP | 100000086.jpg
100000087 | PIPE, CPVC, SCH 80, 1/2 IN X 10 FT | N/A | OMSP | 100000087.jpg
100000088 | PIPE, PVC, SCH 40, 2 IN X 10 FT | N/A | OMSP | 100000088.jpg
100000089 | PIPE, PVC, BELLED END, SCH 40, 2 IN X 20 FT, CHARLOTTE PIPE AND FOUNDRY | N/A | OMSP | 100000089.jpg
100000091 | PIPE, CPVC, SCH 80, 1 1/2 IN, US PLASTIC P/N 29018, | 29018 | OMSP | 100000091.jpg
100000092 | PIPE, CPVC, SCH 80, 1 1/4 IN, US PLASTIC P/N 29017, | 29017 | OMSP | 100000092.jpg
100000093 | PIPE, CPVC, SCH 80, 1/2 IN, US PLASTIC P/N 29014, | 29014 | OMSP | 100000093.jpg
100000094 | LINE, SUPPLY, WATER, FAUCET, SS BRAIDED, 1/2 IN X 1/2 IN X 20 IN, WATTS | N/A | OMSP | 100000094.jpg
100000095 | LINE, SUPPLY, WATER, SINK, SS BRAIDED, 1/2 IN X 1/2 IN X 12 IN, WATTS | N/A | OMSP | 100000095.jpg
100000097 | LINE, SUPPLY, TOILET, 1/2 IN X 7/8-16 IN, PROFLO P/N PF147493, | F147493 | OMSP | 100000097.jpg
100000098 | CONNECTOR, BRAIDED, STAINLESS STEEL, 3/8 IN X 1/2 IN X 16 IN, WATTS P/N CFC-S-CF-16, OR APPROVED EQUAL | CFC-S-CF-16 | OMSP | 100000098.jpg
100000099 | HOSE ASSEMBLY, PRESSURE WASHER, MNPT X MNPT SWIVEL, 3/8 IN X 3/8 IN X 100 FT, SPEEDAIRE P/N 1AFY4, | N/A | OMSP | 100000099.jpg
100000100 | HOSE ASSEMBLY, PRESSURE WASHER, MNPT X MNPT SWIVEL, 3/8 IN X 3/8 IN X 100 FT, SPEEDAIRE P/N 1AFY4, | 1AFY4 | OMSP | 100000100.jpg
100000101 | CONNECTOR, BRAIDED, STAINLESS STEEL, FHT, 3/4 IN X 60 IN, WATTS P/N CWM-S-HH-60, OR APPROVED EQUAL | CWM-S-HH-60 | OMSP | 100000101.jpg
100000102 | COUPLING, FERNCO RUBBER, 1-1/4" X 1 1/4" 32mm X 32mm | P1056-125 | OMSP | 100000102.jpg
100000103 | ELBOW, 45 DEGREE, CPVC, PIPE, SCH 80, S X S, 1 IN | N/A | OMSP | 100000103.jpg
100000104 | COUPLING, PIPE, CPVC, SCH 80, S X S, 1 IN | N/A | OMSP | 100000104.jpg
100000105 | COUPLING, PIPE, CPVC, SCH 80, S X S, 1/2 IN | N/A | OMSP | 100000105.jpg
100000106 | COUPLING, RUBBER, SYNTHETIC SLEEVE, 2" X 2" 50mm X 50mm FERNCO | P1056-22 | OMSP | 100000106.jpg
100000107 | ELBOW, 90 DEGREE, PIPE, PVC, SCH 40, H X H, DWV, 2 IN | N/A | OMSP | 100000107.jpg
100000108 | ELBOW, 90 DEGREE, LONG BEND, PIPE, PVC, SCH 40, H X H, DWV, 4 IN | N/A | OMSP | 100000108.jpg
100000109 | REDUCER CPVC,SCH 80 6" X 4" | F439 | OMSP | 100000109.jpg
100000110 | PVC REDUCER RUBBER 4" X 2" 101mm X 50mm | P1056-42 | OMSP | 100000110.jpg
100000111 | TEE, CPVC, SCH 80, S X S X S, 1 IN | N/A | OMSP | 100000111.jpg
100000112 | TEE, CPVC, SCH 80, S X S X S, 1/2 IN | N/A | OMSP | 100000112.jpg
100000114 | CLAMP, HOSE, 3/8 IN TO 7/8 IN, IDEAL P/N 6806, | 6806 | OMSP | 100000114.jpg
100000115 | COUPLING, FLEXIBLE, PVC, 3 IN, FERNCO P/N P1056-33, OR APPROVED EQUAL | 1056-33 | OMSP | 100000115.jpg
100000116 | P-TRAP, PLASTIC, 1 1/2 IN, POLY, GRAINGER P/N 1PPC5, | 1PPC5, | OMSP | 100000116.jpg
100000118 | ELBOW, 45 DEGREE, SLIP, SCH 80, 1 1/2 IN, GEORGE FISCHER SLOANE P/N | N/A | OMSP | 100000118.jpg
100000119 | ELBOW, 45 DEGREE, SLIP, SCH 80, 2 IN, GEORGE FISCHER SLOANE P/N 9817- | 9817 | OMSP | 100000119.jpg
100000121 | COUPLING, FEMALE, HALF, CAMLOCK, QUICK DISCONNECT, 4 IN, DVCC P/N 400 | MS-27024-17 | OMSP | 100000121.jpg
100000122 | COUPLING, FEMALE, HALF, CAMLOCK, QUICK DISCONNECT, 2 IN, WHEELABRATOR ENGINEERED SYSTEMS P/N 300705, OR APPROVED EQUAL | 300705 | OMSP | 100000122.jpg
100000123 | PVC BUSHING, REDUCER SCH 40 4" X 3" CHARLOTTE PIPE P/N 10441, | 10441 | OMSP | 100000123.jpg
100000124 | PVC PLUG CLEAN OUT SCH 40 4" CHARLOTTE PIPE P/N 10698, | 10698 | OMSP | 100000124.jpg
100000125 | PLUG, CLEAN OUT CPVC SCH 40 3' CHARLOTTE PIPE P/N 10697, | 10697 | OMSP | 100000125.jpg
100000126 | PVC FLANGE PIPE 7.5" NIBCO INC P/N 01045014 | 01045014 | OMSP | 100000126.jpg
100000127 | UNION, PIPE CPVC SCH 80 1" X 2.7" NIBCO INC P/N 05028009, | 05028009 | OMSP | 100000127.jpg
100000128 | PVC TEE 3" X 2" SCHEDULE 80 | 91G4730003637 | OMSP | 100000128.jpg
100000129 | PVC TEE CLEANOUT FLUSH DWV, WITH PLUG, H X H X FPT, 4" SPEARS | SPEARS | OMSP | 100000129.JPG
100000130 | HEX BUSHING, GALVANIZED, 3 IN X 2 IN, GRAINGER P/N 511-907, | 511-907 | OMSP | 100000130.jpg
100000131 | TEE GI 4" GRAINGER | GRAINGER | OMSP | 100000131.jpg
100000133 | PVC COUPLING 4" R AND G SLOANE P/N 3004 | 3004 | OMSP | 100000133.jpg
100000134 | CLAMP, PIPE, 2 HOLE, 1-1/2 IN, ANVIL P/N 560084089, | 560084089 | OMSP | 100000134.jpg
100000136 | PVC COUPLING FLEXIBLE 2" X 1 1/2" FERNCO P/N 1056-215, | PCX 56-215 | OMSP | 100000136.jpg
100000137 | PVC COUPLING FLEXIBLE 3" X 2" FERNCO P/N 1056-32, | 1056-32 | OMSP | 100000137.jpg
100000138 | NIPPLE, CLOSE, GALVANIZED, 1 IN, MUELLER P/N 565-001HC, | 565-001HC | OMSP | 100000138.jpg
100000139 | ELBOW, 90 DEGREE, CPVC, SCH 80, 4" | N/A | OMSP | 100000139.jpg
100000140 | TUBE EXTENSION DOUBLE END SLIP WHITE, 1 1/2"X 16"PROFLO | N/A | OMSP | 100000140.JPG
100000142 | FLANGE, VAN STONE, SOC, 6 IN, SPEARS P/N 854-060, | 854-060 | OMSP | 100000142.jpg
100000143 | DRAIN BOILER BRASS 3/4" FIPT X MALE HOSE MSC P/N 36896132, | 36896132 | OMSP | 100000143.jpg
100000144 | PVC VENT CONNECTOR STUDOR P/N 20346, | 20346 | OMSP | 100000144.jpg
100000145 | PVC COUPLING DWV 1 1/2" CHARLOTTE P/N 61194203189 | 61194203189 | OMSP | 100000145.jpg
100000146 | PVC COUPLING DWV 3" CHARLOTTE P/N 61194203191 | 61194203191 | OMSP | 100000146.jpg
100000147 | PVC COUPLING DWV 6" CHARLOTTE P/N 61194203193, | 61194203193 | OMSP | 100000147.jpg
100000148 | URINAL PUSH BUTTON FLUSH VALVE MANUAL DELAY AUTOMATIC SHUT OFF URINAL FLUSH VALVE |  | OMSP | 100000148.JPG
100000149 | PVC ADAPTER FEMALE, DWV 4" CHARLOTTE P/N 61194203201, | 61194203201 | OMSP | 100000149.jpg
100000150 | PVC ADAPTER MALE TRAP 1 1/2" X 1 1/4" CHARLOTTE | N/A | OMSP | 100000150.jpg
100000151 | DUPLEX WASH BASIN PVC DRAIN PIPE 2" AS PER SAMPLE PICTURE |  | PLUMB | 100000151.JPG
100000152 | PVC ADAPTER FEMALE TRAP DWV 1 1/2" CHARLOTTE P/N 61194203221 | 61194203221 | OMSP | 100000152.jpg
100000154 | PVC ADAPTER CLEANOUT DWV 6" CHARLOTTE P/N 61194203243, | 61194203243 | OMSP | 100000154.jpg
100000155 | MALE ADAPTER PVC 1" SCHEDULE 40 | 91G4730006652 | OMSP | N/A
100000156 | PVC ADAPTER MALE DWV 1 1/2" CHARLOTTE P/N 61194203286, | 61194203286 | OMSP | 100000156.jpg
100000158 | PVC CAP DWV SOCKET 1 1/2" CHARLOTTE P/N 61194203301, | 61194203301 | OMSP | 100000158.jpg
100000159 | PVC CAP DWV SOCKET 6" CHARLOTTE P/N 61194203305, | 61194203305 | OMSP | 100000159.jpg
100000160 | PVC COUPLING REPAIR DWV 2" CHARLOTTE P/N 61194203338, | 61194203338 | OMSP | 100000160.jpg
100000161 | PVC COUPLING REPAIR DWV 4" CHARLOTTE P/N 61194203340, | 61194203340 | OMSP | 100000161.jpg
100000162 | PVC BEND 90D DWV 6" CHARLOTTE P/N 61194203359, | 61194203359 | OMSP | 100000162.jpg
100000163 | PVC BEND 90D STREET DWV 1 1/2" CHARLOTTE P/N 61194203370, OR APPROVED EQUAL | 61194203370 | OMSP | 100000163.jpg
100000164 | PVC ELBOW 90D STRAIGHT DWV 2" CHARLOTTE P/N 61194203371, | 61194203371 | OMSP | 100000164.jpg
100000165 | PVC BEND 90D STREET DWV 4" CHARLOTTE P/N 61194203373, | 61194203373 | OMSP | 100000165.jpg
100000166 | PVC BEND 90D STREET DWV 6" CHARLOTTE P/N 61194203374, | 61194203374 | OMSP | 100000166.jpg
100000167 | PVC ELBOW 90D LONG SWEEP DWV 4" CHARLOTTE | N/A | OMSP | 100000167.jpg
100000168 | PVC BEND 90D LONG SWEEP DWV 6" CHARLOTTE P/N 61194211349, OR APPROVED EQUAL | 61194211349 | OMSP | 100000168.jpg
100000169 | PVC BEND 90D LONG SWEEP DWV 6"CHARLOTTE P/N 61194211349, OR APPROVED EQUAL | 61194211349 | OMSP | 100000169.jpg
100000170 | PVC BEND 45D DWV 1 1/2" CHARLOTTE P/N 61194203401 | 61194203401 | OMSP | 100000170.jpg
100000171 | PVC BEND 45D DWV 6" CHARLOTTE P/N 61194203405, | 61194203405 | OMSP | 100000171.jpg
100000172 | PVC BEND 45D STREET, DWV 1 1/2" CHARLOTTE P/N 61194203408, | 61194203408 | OMSP | 100000172.jpg
100000173 | PVC BEND 45D STREET DWV 4" CHARLOTTE P/N 61194203411, | 61194203411 | OMSP | 100000173.jpg
100000174 | PVC BEND 45D STREET DWV 6" CHARLOTTE P/N 61194203412, | 61194203412 | OMSP | 100000174.jpg
100000175 | PVC BEND 45D DWV 1 1/2" CHARLOTTE P/N 61194203416, OR APPROVED EQUAL | 61194203416 | OMSP | 100000175.jpg
100000176 | PVC BEND, 22 1/2D DWV 4"CHARLOTTE P/N 61194203419, | 61194203419 | OMSP | 100000176.jpg
100000177 | PVC ELBOW 22 1/2D DWV 6" CHARLOTTE P/N 61194203420, | 61194203420 | OMSP | 100000177.jpg
100000178 | PVC ELBOW 90D DWV 1 1/2" | N/A | OMSP | 100000178.jpg
100000180 | PVC TEE SANITARY 1 1/2" CHARLOTTE P/N 61194203463, OR APPROVED EQUAL | 61194203463 | OMSP | 100000180.jpg
100000181 | PVC TEE SANITARY 2" CHARLOTTE P/N 61194203464, OR APPROVED EQUAL | 61194203464 | OMSP | 100000181.jpg
100000182 | PVC TEE REDUCING SANITARY DWV 2" X 1 1/2" X 1 1/2" CHARLOTTE P/N 61194203469 | 61194203469 | OMSP | 100000182.jpg
100000184 | PVC TEE DOUBLE SANITARY DWV 4" CHARLOTTE P/N 61194203512, OR APPROVED EQUAL | 61194203512 | OMSP | 100000184.jpg
100000185 | PVC TEE DWV ALL HUB 2" CHARLOTTE P/N 61194203531, | 61194203531 | OMSP | 100000185.jpg
100000186 | PVC WYE COMBINATION 45D BEND DWV 1 1/2" CHARLOTTE P/N 61194203561, OR APPROVED EQUAL | 61194203561 | OMSP | 100000186.jpg
100000187 | PVC WYE COMBINATION 45D BEND DWV 4" | N/A | OMSP | 100000187.jpg
100000188 | PVC TEE 3" X 2" SCH 40 90DEGREE | 91G4730006751 | OMSP | 100000188.jpg
100000189 | PVC WYE DWV 1 1/2" CHARLOTTE P/N 61194203607, OR APPROVED EQUAL | 61194203607 | OMSP | 100000189.jpg
100000190 | PVC P-TRAP WITH UNION DWV 1 1/4" CHARLOTTE | N/A | OMSP | 100000190.jpg
100000191 | COMMODE PVC P-TRAP 2" SCH 40 |  | OMSP | 100000191.jpg
100000192 | PVC P-TRAP WITH UNION DWV 1 1/2" CHARLOTTE P/N 61194203681, | 61194203681 | OMSP | 100000192.jpg
100000193 | PVC P-TRAP WITH UNION DWV 2" CHARLOTTE P/N 61194203682, | 61194203682 | OMSP | 100000193.jpg
100000194 | PVC COUPLER CONDUIT 3/4" CARLON P/N E940E, | E940E | OMSP | 100000194.jpg
100000196 | CLAMP PIPE WITH RUBBER INSULATION 4" | 4" -791-A | OMSP | 100000196.jpg
100000197 | ADAPTER FEMALE, CPVC SOCKET SCH 80,1 1/2" NIBCO P/N CB03250, | CB03250 | OMSP | 100000197.jpg
100000198 | ADAPTER FEMALE CPVC SOCKET SCH 80 1" NIBCO P/N CB03150, | CB03150 | OMSP | 100000198.jpg
100000199 | ADAPTER, FEMALE, CPVC, SOCKET, SCH 80, 1/2 IN, NIBCO P/N CB03050, | 91G4730007007 | OMSP | 100000199.jpg
100000200 | ADAPTER, MALE, CPVC, SOCKET, SCH 80, 1 IN, NIBCO P/N CB03600 | 91G4730007016 | OMSP | 100000200.jpg
100000201 | ADAPTER, MALE, CPVC, SOCKET, SCH 80, 1/2 IN, NIBCO P/N CB03500, | 91G4730007017 | OMSP | 100000201.jpg
100000202 | ADAPTER, MALE, CPVC, SOCKET, SCH 80, 2 IN, NIBCO P/N CB03750, | 91G4730007019 | OMSP | 100000202.jpg
100000203 | ADAPTER, MALE, CPVC, SOCKET, SCH 80, 3/4 IN, NIBCO P/N CB03550, OR APPROVED EQUAL | 91G4730007021 | OMSP | 100000203.jpg
100000204 | BUSHING, CPVC, SOCKET, SCH 80, 1 1/2" X 1 1/4" | 91G4730007023 | OMSP | 100000204.jpg
100000205 | BUSHING, CPVC, SOCKET, SCH 80, 1 1/2 IN X 1 IN, NIBCO P/N CB10940, | 91G4730007024 | OMSP | 100000205.jpg
100000206 | BUSHING, CPVC, SOCKET, SCH 80, 1 1/2 IN X 1/2 IN, NIBCO P/N CB11040, | 91G4730007025 | OMSP | 100000206.jpg
100000207 | BUSHING, CPVC, SOCKET, SCH 80, 1 1/4 IN X 1/2 IN, NIBCO P/N CB10890, | 91G4730007028 | OMSP | 100000207.jpg
100000208 | BUSHING, CPVC, SOCKET, SCH 80, 1 1/2 IN X 3/4 IN, NIBCO P/N CB10790, | 91G4730007029 | OMSP | 100000208.jpg
100000209 | BUSHING, CPVC, SOCKET, SCH 80, 2 IN X 1 1/4 IN, NIBCO P/N CB11140, | 91G4730007035 | OMSP | 100000209.jpg
100000210 | BUSHING, CPVC, SOCKET, SCH 80, 2 IN X 1 IN, NIBCO P/N CB11190, | 91G4730007036 | OMSP | 100000210.jpg
100000211 | BUSHING, PVC, SOCKET, SCH 80, 2 IN X 1/2 IN, NIBCO P/N CB11290, | 91G4730007037 | OMSP | 100000211.jpg
100000212 | BUSHING, CPVC, SOCKET, SCH 80, 2 IN X 3/4 IN, NIBCO P/N CB11240, | 91G4730007038 | OMSP | 100000212.jpg
100000213 | BUSHING, CPVC, SOCKET, SCH 80, 6 IN X 4 IN, NIBCO P/N CB11800, | 91G4730007045 | OMSP | 100000213.jpg
100000214 | BUSHING, CPVC, SOCKET, SCH 80, 8 IN X 6 IN, NIBCO P/N CB11850, | 91G4730007046 | OMSP | 100000214.jpg
100000215 | BUSHING, CPVC, SPG X T, SCH 80, 1 1/4 IN X 1/2 IN, NIBCO P/N CB12250, | 91G4730007052 | OMSP | 100000215.jpg
100000216 | BUSHING, CPVC, SPG X T, SCH 80, 1 IN X 3/4 IN, NIBCO P/N CB12050, | 91G4730007055 | OMSP | 100000216.jpg
100000217 | BUSHING, CPVC, SPG X T, SCH 80, 3/4 IN X 1/2 IN, NIBCO P/N CB11950, | 91G4730007065 | OMSP | 100000217.jpg
100000218 | CAP, CPVC, SOCKET, SCH 80, 1 1/4 IN, NIBCO P/N CB09700, | 91G4730007091 | OMSP | 100000218.jpg
100000220 | CAP, CPVC, SOCKET, SCH 80, 1/2 IN, NIBCO P/N CB09550, | 91G4730007093 | OMSP | 100000220.jpg
100000221 | CAP, CPVC, SOCKET, SCH 80, 2 IN, NIBCO P/N CB09800, | 91G4730007096 | OMSP | 100000221.jpg
100000222 | CAP, CPVC, SOCKET, SCH 80, 3/4 IN, NIBCO P/N CB09600, | 91G4730007098 | OMSP | 100000222.jpg
100000223 | COUPLING, CPVC, SOCKET, SCH 80, 2 IN, NIBCO P/N CB00750, | 91G4730007117 | OMSP | 100000223.jpg
100000224 | COUPLING, CPVC, SOCKET, SCH 80, 4 IN, NIBCO P/N CB01250, | 91G4730007120 | OMSP | 100000224.jpg
100000225 | COUPLING, CPVC, THREADED, SCH 80, 4 IN, NIBCO P/N CB02850, | 91G4730007148 | OMSP | 100000225.jpg
100000226 | ELBOW, 45 DEGREE, CPVC, SOCKET, SCH 80, 1 1/2 IN, NIBCO P/N CB04050, | 91G4730007149 | OMSP | 100000226.jpg
100000227 | ELBOW, 45 DEGREE, CPVC, SOCKET, SCH 80, 1 1/4 IN, NIBCO P/N | 91G4730007150 | OMSP | 100000227.jpg
100000228 | ELBOW, 45 DEGREE, CPVC, SOCKET, SCH 80, 1 IN, NIBCO P/N CB03950, | 91G4730007151 | OMSP | 100000228.jpg
100000229 | ELBOW, 90 DEGREE, CPVC, SOCKET X THREADED, SCH 80, 1/2 IN, NIBCO | 91G4730007155 | OMSP | 100000229.jpg
100000231 | ELBOW, 90 DEGREE, CPVC, SOCKET, SCH 80, 1 1/4 IN, NIBCO P/N CB05500, OR APPROVED EQUAL | 91G4730007178 | OMSP | 100000231.jpg
100000232 | ELBOW, 90 DEGREE, CPVC, SOCKET, SCH 80, 1 IN, NIBCO P/N CB05450, | 91G4730007179 | OMSP | 100000232.jpg
100000233 | ELBOW, 90 DEGREE, CPVC, SOCKET, SCH 80, 1/2 IN, NIBCO P/N CB05350, | 91G4730007180 | OMSP | 100000233.jpg
100000235 | ELBOW, 90 DEGREE, CPVC, SOCKET, SCH 80, 4 IN, NIBCO P/N CB05750, | 91G4730007186 | OMSP | 100000235.jpg
100000236 | ELBOW, 90 DEGREE, CPVC, THREADED, SCH 80, 1/2 IN, NIBCO P/N CB05950, | 91G4730007192 | OMSP | 100000236.jpg
100000237 | PLUG, CPVC, THREADED, SCH 80, 1 1/2 IN, NIBCO P/N CB09250, | 91G4730007272 | OMSP | 100000237.jpg
100000238 | REDUCER CPVC SOCKET SCH 80 1 1/2" X 1" NIBCO P/N CB00600, | CB00600 | OMSP | 100000238.jpg
100000239 | REDUCER CPVC SOCKET SCH 80 1 1/4" X 1" NIBCO P/N CB00400, | 91G4730007285 | OMSP | 100000239.jpg
100000240 | REDUCER CPVC SOCKET SCH 80 1" X 3/4" NIBCO P/N CB00250, | CB00250 | OMSP | 100000240.jpg
100000241 | REDUCER CPVC SOCKET SCH 80 3/4" X 1/2" NIBCO P/N CB00150, | CB00150 | OMSP | 100000241.jpg
100000242 | TEE, CPVC, SOCKET, SCH 80, 1 1/4 IN, NIBCO P/N CB07150, | 91G4730007308 | OMSP | 100000242.jpg
100000243 | TEE, CPVC, SOCKET, SCH 80, 1 IN X 1 IN X 3/4 IN, NIBCO P/N CB07050, | 91G4730007310 | OMSP | 100000243.jpg
100000244 | TEE, CPVC, SOCKET, SCH 80, 1 IN, NIBCO P/N CB07000, OR APPROVED EQUAL | 91G4730007311 | OMSP | 100000244.jpg
100000245 | TEE, CPVC, SOCKET, SCH 80, 2 IN X 2 IN X 3/4 IN, NIBCO P/N CB07500, | 91G4730007318 | OMSP | 100000245.jpg
100000246 | TEE, CPVC, SOCKET, SCH 80, 2 IN, NIBCO P/N CB07350, | 91G4730007319 | OMSP | 100000246.jpg
100000247 | UNION, CPVC, SOCKET, SCH 80, 1 1/4 IN, NIBCO P/N CB18000, | 91G4730007356 | OMSP | 100000247.jpg
100000248 | UNION, CPVC, SOCKET, SCH 80, 1/2 IN, NIBCO P/N CB17850, | 91G4730007360 | OMSP | 100000248.jpg
100000249 | UNION, CPVC, SOCKET, SCH 80, 2 IN, NIBCO P/N CB18100, | 91G4730007364 | OMSP | 100000249.jpg
100000250 | UNION, CPVC, SOCKET, SCH 80, 3/4 IN, NIBCO P/N CB17900, | 91G4730007368 | OMSP | 100000250.jpg
100000251 | RESTRAINT, MECHANICAL JOINT, ROMAC P/N 612-4.80, | 91G4730007409 | OMSP | 100000251.jpg
100000252 | CLAMP, REPAIR, STAINLESS STEEL, 1 1/2 IN X 6 IN, MUELLER P/N 160-707, | 91G4730007470 | OMSP | 100000252.jpg
100000253 | CLAMP, REPAIR, STAINLESS STEEL, 1 IN X 3 IN, MUELLER P/N 160-605, | 91G4730007473 | OMSP | 100000253.jpg
100000254 | CLAMP, REPAIR, STAINLESS STEEL, 2 IN X 6 IN, MUELLER P/N 160-708, | 91G4730007480 | OMSP | 100000254.jpg
100000255 | CLAMP, REPAIR, STAINLESS STEEL, 3/8 IN X 3 IN, MUELLER P/N 160-602, | 91G4730007485 | OMSP | 100000255.jpg
100000256 | COUPLING, REPAIR, PVC, SOLVENT, 1 1/4 IN, MUELLER P/N 160-506, | 91G4730007519 | OMSP | 100000256.jpg
100000257 | COUPLING, REPAIR, PVC, SOLVENT, 1 IN, MUELLER P/N 160-505, | 91G4730007520 | OMSP | 100000257.jpg
100000258 | COUPLING, REPAIR, PVC, SOLVENT, 1/2 IN, MUELLER P/N 160-503, | 91G4730007521 | OMSP | 100000258.jpg
100000259 | COUPLING, REPAIR, PVC, SOLVENT, 2 1/2 IN, MUELLER P/N 160-509,150PSI | 91G4730007522 | OMSP | 100000259.jpg
100000260 | COUPLING, REPAIR, PVC, SOLVENT, 2 IN, MUELLER P/N 160-508, | 91G4730007523 | OMSP | 100000260.jpg
100000261 | COUPLING, REPAIR, PVC, SOLVENT, 3 IN, MUELLER P/N 160-510, | 91G4730007524 | OMSP | 100000261.jpg
100000262 | UNION, GALVANIZED, FIP, 1/2 IN, MUELLER P/N 165-003, OR APPROVED EQUAL | 91G4730007723 | OMSP | 100000262.jpg
100000263 | ELBOW, 90 DEG, GALVANIZED, THREADED, 3 IN, MSC P/N 36998608, | 91G4730008746 | OMSP | 100000263.jpg
100000264 | FITTING, TANK, PVC, S X FPT, 2 IN, WATER-TANKS P/N 0615-030, | 91G4730008883 | OMSP | 100000264.jpg
100000265 | FITTING, TANK, PVC, S X FPT, 3 IN, WATER-TANKS P/N 0615-035, | 91G4730008884 | OMSP | 100000265.jpg
100000266 | P-TRAP, POLYPROPYLENE, SLIP, 1 1/2 IN X 1 1/4 IN, GRAINGER P/N 1PNX7, | 91G4730009062 | OMSP | 100000266.jpg
100000267 | ELBOW, GALV, 90 DEG, 1 IN, NPT, MUELLER P/N 510-005, | 91G4730009115 | OMSP | 100000267.jpg
100000268 | ELBOW, RED, GALV, 90 DEG, 1 1/2 IN X 1 1/4 IN, NPT, MUELLER P/N 510-176, | 91G4730009148 | OMSP | 100000268.jpg
100000269 | ELBOW, GALV, 45 DEG, 1 1/4 IN, NPT, MUELLER P/N 510-206, | 91G4730009165 | OMSP | 100000269.jpg
100000270 | ELBOW, STREET, GALV, 90 DEG, 1/2 IN, NPT, MUELLER P/N 510-303, | 91G4730009175 | OMSP | 100000270.jpg
100000271 | ELBOW, STREET, GALV, 90 DEG, 3/4 IN, NPT, MUELLER P/N 510-304, | 91G4730009176 | OMSP | 100000271.jpg
100000272 | TEE, GALV, 1/2 IN, NPT, MUELLER P/N 510-603, OR APPROVED EQUAL | 91G4730009223 | OMSP | 100000272.jpg
100000273 | TEE, GALV, 3/4 IN, NPT, MUELLER P/N 510-604, OR APPROVED EQUAL | 91G4730009224 | OMSP | 100000273.jpg
100000274 | COUPLING, GALV, 1/2 IN, NPT, MUELLER P/N 511-203, | 91G4730009343 | OMSP | 100000274.jpg
100000275 | COUPLING, GALV, 3/4 IN, NPT, MUELLER P/N 511-204, | 91G4730009344 | OMSP | 100000275.jpg
100000276 | COUPLING, GALV, 1 1/4 IN, NPT, MUELLER P/N 511-206, | 91G4730009346 | OMSP | 100000276.jpg
100000277 | COUPLING, GALV, RED, 4 IN X 3 IN, NPT, MUELLER P/N 511-300, | 91G4730009350 | OMSP | 100000277.jpg
100000278 | COUPLING, GALV, RED, 3/4 IN X 3/8 IN, NPT, MUELLER P/N 511-342, | 91G4730009370 | OMSP | 100000278.jpg
100000279 | COUPLING, GALV, RED, 1 IN X 1/2 IN, NPT, MUELLER P/N 511-353, | 91G4730009374 | OMSP | 100000279.jpg
100000281 | COUPLING, GALV, RED, 1 1/4 IN X 1/2 IN, NPT, MUELLER P/N 511-363, | 91G4730009377 | OMSP | 100000281.jpg
100000282 | COUPLING, GALV, RED, 1 1/2 IN X 1 1/4 IN, NPT, MUELLER P/N 511-376, | 91G4730009384 | OMSP | 100000282.jpg
100000283 | COUPLING, GALV, 2 IN X 1 1/2 IN, NPT, MUELLER P/N 511-387, | 91G4730009389 | OMSP | 100000283.jpg
100000284 | COUPLING, GALV, RED, 2 1/2 IN X 2 IN, NPT, MUELLER P/N 511-398, | 91G4730009394 | OMSP | 100000284.jpg
100000285 | CAP, GALV, 1/2 IN, NPT, MUELLER P/N 511-403, | 91G4730009398 | OMSP | 100000285.jpg
100000286 | UNION, GALV, 3/4 IN, NPT, MUELLER P/N 511-704, | 91G4730009420 | OMSP | 100000286.jpg
100000287 | UNION, GALV, 1 IN, NPT, MUELLER P/N 511-705, | 91G4730009421 | OMSP | 100000287.jpg
100000288 | UNION, GALV, 1 1/4 IN, NPT, MUELLER P/N 511-706, | 91G4730009422 | OMSP | 100000288.jpg
100000289 | UNION, GALV, 2 IN, NPT, MUELLER P/N 511-708, | 91G4730009424 | OMSP | 100000289.jpg
100000290 | NIPPLE, REDUCER, HEX, BRASS, 3/4 IN X 1/2 IN, PARKER P/N 216P-12-8, | 91G4730009475 | OMSP | 100000290.jpg
100000292 | CLAMP, REPAIR, 8 IN, ROMAC INDUSTRIES P/N SS2-H-8.63 X 12, | 91G4730010648 | OMSP | 100000292.jpg
100000293 | CONNECTOR, STRAIGHT, FNPT, 1/2 IN X 1/2 IN, SHARKBITE P/N U072 | 91G4730011274 | OMSP | 100000293.jpg
100000294 | CONNECTOR, STRAIGHT, MNPT, 3/4 IN X 3/4 IN, SHARKBITE P/N U134 | 91G4730011275 | OMSP | 100000294.jpg
100000295 | CONNECTOR, STRAIGHT, MNPT, 1 IN X 1 IN, SHARKBITE P/N U140 | 91G4730011277 | OMSP | 100000295.jpg
100000296 | CONNECTOR, STRAIGHT, FNPT, 1 IN X 1 IN, SHARKBITE P/N U094 | 91G4730011278 | OMSP | 100000296.jpg
100000297 | VALVE, BALL, BRASS, 1-1/4 IN | 91G4820000020 | PLUMB | 100000297.jpg
100000298 | VALVE, BALL, BRASS, 3/4 IN | 91G4820000021 | PLUMB | 100000298.jpg
100000300 | VALVE, BALL, PVC, 3/4 IN, SLIP, LEGEND VALVE AND FITTING P/N 201-434, | 91G4820000303 | PLUMB | 100000300.jpg
100000301 | VALVE, DRAIN, 3/4 IN, BRASS, NIBCO P/N 63-3/4, | 91G4820000305 | PLUMB | 100000301.jpg
100000302 | VALVE, BOILER DRAIN, BRASS, NPT X GARDEN HOSE THREAD, 1/2 IN X 3/4 IN, MCMASTER-CARR P/N 4792K31, | 91G4820000328 | PLUMB | 100000302.jpg
100000303 | VALVE, RELIEF, T AND P, BRONZE, FNPT, 1 IN, WATTS P/N 1"140XL-6, | 91G4820000489 | PLUMB | 100000303.jpg
100000304 | VALVE, CHECK, SWING, FNPT, BRASS, 1 IN, NIBCO P/N TI-3 1 1, | 91G4820000539 | PLUMB | 100000304.jpg
100000305 | VALVE, CHECK, SWING, FNPT, BRASS, 1-1/4 IN, NIBCO P/N TI-3 1 1/4, | 91G4820000542 | PLUMB | 100000305.jpg
100000306 | VALVE, CHECK, SWING, FNPT, BRASS, 2 IN, NIBCO P/N TI-3 2, | 91G4820000543 | PLUMB | 100000306.jpg
100000308 | VALVE, BALL, FNPT, BRASS, 4 IN, APOLLO P/N 94A10A01, OR APPROVED EQUAL | 91G4820000684 | PLUMB | 100000308.jpg
100000309 | VALVE, STOP, ANGLE, BRASS, 1/2 IN X 3/8 IN, MUELLER P/N 490-403HC, | 91G4820001834 | PLUMB | 100000309.jpg
100000310 | VALVE, TEMPERING, HOT WATER, THREADED CONNECTION, BRONZE, 150 PSI, 1/2 IN, WATTS P/N 5AJ74, | 91G4820001861 | PLUMB | 100000310.jpg
100000311 | VALVE, BALL, BRASS, FNPT, 1/2 IN, APOLLO P/N 94A10301, | 91G4820001917 | PLUMB | 100000311.jpg
100000312 | VALVE, BALL, BRASS, FNPT, 3/4 IN, APOLLO P/N 94A10401, | 91G4820001918 | PLUMB | 100000312.jpg
100000313 | VALVE, BALL, BRASS, FNPT, 1 IN, APOLLO P/N 94A10501, | 91G4820001919 | PLUMB | 100000313.jpg
100000314 | BACKFLOW PREVENTER, BRONZE, 3/4 IN, WATTS P/N 009QT, | 91G4820001920 | OMSP | 100000314.jpg
100000315 | VALVE, CHECK, DOUBLE, BRONZE, 1 IN, APOLLO P/N 40105T2, | 91G4820001927 | PLUMB | 100000315.jpg
100000316 | VALVE, DRAIN, 3/4 IN, HOSE X MNPT, NIBCO P/N 3/4" 74-CL, | 91G4820002251 | PLUMB | 100000316.jpg
100000317 | VALVE, BALL, BRASS, 1/2 IN, FNPT, MCMASTER-CARR P/N 4190K22, | 91G4820002261 | PLUMB | 100000317.jpg
100000318 | VALVE, GATE, FLANGED, DUCTILE IRON, 3 IN, NIBCO P/N F619RW 3, | 91G4820002530 | PLUMB | 100000318.jpg
100000319 | VALVE, GATE, FLANGED, CAST IRON, 2 IN, NIBCO P/N F619RW 2, OR APPROVED | 91G4820002531 | PLUMB | 100000319.jpg
100000320 | VALVE, CHECK, SWING, CAST IRON, FLANGED, 3 IN, MILWAUKEE VALVE P/N 2974-M 3, | 91G4820002534 | PLUMB | 100000320.jpg
100000322 | BEVEL TOOL, PIPE, 6 IN, BEVEL PRO P/N BPC906 | 91G5110001118 | OMSP | 100000322.jpg
100000323 | BEVEL TOOL, PIPE, 4 IN, BEVEL PRO P/N BPC904 | 91G5110001119 | OMSP | 100000323.jpg
100000324 | SCREW, SHEET METAL, SELF TAPPING, NO. 10 X 1 IN | 91G5133000069 | OMSP | 100000324.jpg
100000326 | SCREW, PHILLIPS, FLAT HEAD, NO 8-32 X 1 IN, TYPE F ZINC THREAD CUTTING, FASTENAL P/N 32335 | 91G5305000360 | OMSP | 100000326.jpg
100000327 | SCREW, PHILLIPS, FLAT HEAD, NO 10-32 X 1 IN, TYPE F ZINC THREAD CUTTING, FASTENAL P/N 32159 | 91G5305000361 | OMSP | 100000327.jpg
100000328 | SCREW, SHEET METAL, PAN HEAD, PHILLIPS, SLOTTED, ZINC FINISH, 1 1/4 IN X | 91G5305000385 | OMSP | 100000328.jpg
100000329 | DOOR LOCK MACHINE 7’’ 60MM BACK SET (AS PER SAMPLE PICTURE) |  | OMSP | 100000329.JPG
100000330 | SCREW, MACHINE, COMBINATION, ZINC, 8-32 X 2 IN, FASTENAL P/N 0146486, | 91G5305000408 | OMSP | 100000330.jpg
100000331 | SCREW, MACHINE, COMBINATION, ZINC, 6-32 X 1 IN, FASTENAL P/N 0146470, | 91G5305000416 | OMSP | 100000331.jpg
100000332 | SCREW, HEX CAP, ZINC PLATED, 1/4-20 X 1 1/2 IN, FASTENAL P/N 110120306, | 91G5305000417 | OMSP | 100000332.jpg
100000333 | SCREW, HEX CAP, ZINC PLATED, 1/4-20 X 2 IN, FASTENAL P/N 110120308, | 91G5305000421 | OMSP | 100000333.jpg
100000334 | BOLT, TOILET SEAT, HINGE, PLUMB PAK, UNIVERSAL FIT, LOWES P/N PP23539, | 91G5306000145 | OMSP | 100000334.jpg
100000335 | BOLT, HEX, ZINC FINISH, 3/8 IN X 2 IN, FASTENAL P/N 11111, | 91G5306000154 | OMSP | 100000335.jpg
100000336 | BOLT, HEX, ZINC FINISH, 3/8 IN X 1 IN, FASTENAL P/N 11055, | 91G5306000155 | OMSP | 100000336.jpg
100000337 | TENSION ROD 0.375 IN, MILITARY SPECIFICATIONS P/N MILS1222, | 91G5306000258 | OMSP | 100000337.jpg
100000338 | BOLT HARDWARE KIT, STEEL FLANGE, ZINC PLATED, 8 IN, SPEARS P/N HK-080, | 91G5306000645 | OMSP | 100000338.jpg
100000340 | WASHER, LOCK DOWN, REFERENCE CRATHCO P/N 1734 | 91G5310000114 | OMSP | 100000340.jpg
100000342 | WASHER, 11/32 IN X 3/4 IN X .120 IN, JOHN DEER P/N 24H1292, | 91G5310000212 | OMSP | 100000342.jpg
100000343 | ANCHOR EXPANSION BOLT, 20MM X L:190MM (AS PER SAMPLE PICTURE) |  | OMSP | 100000343.jpg
100000344 | ANCHOR, TOGGLE BOLT, ZINC PLATED, 1/4 IN X 3 IN, RAWL P/N 4231, | 91G5325000292 | OMSP | 100000344.jpg
100000345 | GASKET, TOILET BOWL, WAX RING, WASTE LINES, 4 IN, HARVEY P/N 11003, | 91G5330000652 | OMSP | 100000345.jpg
100000346 | GASKET, VULCAN P/N 833394, OR APPROVED EQUAL | 91G5330003439 | OMSP | 100000346.jpg
100000347 | GASKET, SHEET, SYNTHETIC FIBER, 1/18 IN X 30 IN X 30 IN, GARLOCK SEALING TECHNOLOGIES P/N 3760, | 91G5330003660 | OMSP | 100000347.jpg
100000348 | GASKET, FULL FACE, SBR, RED, 6 IN, GRAINGER P/N 1TUV6, | 91G5330004184 | OMSP | 100000348.jpg
100000349 | O-RING SET, PLUMBERS, LOCKE SUPPLY P/N LAVK200 | 91G5331000004 | OMSP | 100000349.jpg
100000350 | HINGE, BUTT, 4-1/2 IN | 91G5340000147 | OMSP | 100000350.jpg
100000351 | HINGE, BUTT, HEAVY DUTY, FULL MORTISE, 4 IN | 91G5340000307 | OMSP | 100000351.jpg
100000352 | CLOSER, DOOR, FEDERAL COMMERCIAL | 91G5340000363 | OMSP | 100000352.jpg
100000354 | HANDLE, BOW, 6 IN, STEFANOWICZ & LUTZ INC. P/N 135-3, | 91G5340000593 | OMSP | 100000354.jpg
100000355 | TRIM, EXIT, HEAVY DUTY, NIGHTLATCH, YALE P/N 627F-AU-630 | 91G5340002402 | OMSP | 100000355.jpg
100000356 | RIM, EXIT DEVICE, YALE P/N 7100 | 91G5340002403 | OMSP | 100000356.jpg
100000357 | GUARD, THERMOSTAT, METAL, UNIVERSAL, BEKO P/N BTG-UWM1 | 91G5340003062 | OMSP | 100000357.jpg
100000358 | KNOB, VULCAN P/N 00-411242-00001, OR APPROVED EQUAL | 91G5355000010 | OMSP | 100000358.jpg
100000359 | HEX BUSHING, GALV, 1/2 IN X 3/8 IN, NPT, MUELLER P/N 511-932, | 91G5365000908 | OMSP | 100000359.jpg
100000360 | HEX BUSHING, GALV, 3/4 IN X 1/4 IN, NPT, MUELLER P/N 511-941, | 91G5365000913 | OMSP | 100000360.jpg
100000361 | HEX BUSHING, GALV, 3/4 IN X 1/2 IN, NPT, MUELLER P/N 511-943, | 91G5365000915 | OMSP | 100000361.jpg
100000362 | HEX BUSHING, GALV, 1 IN X 1/2 IN, NPT, MUELLER P/N 511-953, | 91G5365000918 | OMSP | 100000362.jpg
100000363 | HEX BUSHING, GALV, 1 1/2 IN X 1 1/4 IN, NPT, MUELLER P/N 511-976, | 91G5365000930 | OMSP | 100000363.jpg
100000364 | HEX BUSHING, GALV, 2 IN X 1 1/4 IN, NPT, MUELLER P/N 511-986, | 91G5365000935 | OMSP | 100000364.jpg
100000365 | TANK, EXPANSION, 11 IN X 15 1/2 IN, AMTROL P/N 102-1, | 91G5430000052 | OMSP | 100000365.jpg
100000366 | INSULATION, PIPE, SLIT FOAM RUBBER, 3/4 IN X 7/8 IN X 6 FT, MCMASTER | 91G5640000027 | OMSP | 100000366.jpg
100000368 | INSULATION, PIPE, SLIT FOAM RUBBER, 3/4 IN X 1-7/8 IN X 6 FT, MCMASTER-CARR P/N 44745K59 | 91G5640000087 | OMSP | 100000368.jpg
100000369 | DUCT TAPE ALUMINUM | 91G5640000090 | OMSP | 100000369.jpg
100000370 | INSULATION, PIPE, SEAM-SEAL, 1 1/8 IN X 6 FT, THERMACEL P/N 6XP068118, | 91G5640000100 | OMSP | 100000370.jpg
100000371 | INSULATION, PIPE, SEAM-SEAL, 1 3/8 IN X 6 FT, THERMACEL P/N 6XP038138, | 91G5640000101 | OMSP | 100000371.jpg
100000373 | INSULATION SLEEVING, PIPE, THERMAL, 2.125 IN X 180 DG, GSA P/N MIL | 91G5640000143 | OMSP | 100000373.jpg
100000374 | TRANE CPT00467 / CPT-0467 • 25 uF MFD x 440 VAC Genteq Replacement Capacitor | C425R / 97F9632 | OMSP | 100000374.JPG
100000375 | CAPACITOR, 25 UF, 440 VAC,50/60HZ TRANE P/N CPT00553, | 91G5910000209 | OMSP | 100000375.jpg
100000376 | FUSE, 208/240 V, 3 A, GROEN P/N 002945, OR APPROVED EQUAL | 91G5920000037 | OMSP | 100000376.jpg
100000377 | FUSE, 10 AMP, CARRIER P/N 22-02336-04, OR APPROVED EQUAL | 91G5920000113 | OMSP | 100000377.jpg
100000378 | FUSE, CONTROLLER, DAIKIN (10A 250V 5.2 X 20L MADE JAPAN) P/N 003065J, OR APPROVED EQUAL | 91G5920000149 | OMSP | 100000378.jpg
100000379 | PROTECTOR, PHASE, REVERSE,(G6B-1114P-FD-US 24D AC 5A 250V AC 5A 30V DC ,MADE JAPAN ) DAIKIN P/N 1793824, | 91G5920000159 | OMSP | 100000379.jpg
100000380 | FUSE, 15 A, VULCAN P/N FE-019-40, OR APPROVED EQUAL | 91G5920000186 | OMSP | 100000380.jpg
100000381 | HOLDER, FUSE, 3 A, GROEN P/N 077853, OR APPROVED EQUAL | 91G5920000325 | OMSP | 100000381.jpg
100000382 | FUSE, (600V, 15A,20KA,I,R,UL 198L 150V DC ) TRANE P/N FUS00938, | 91G5920000329 | OMSP | 100000382.jpg
100000384 | FUSE, BUSS, 300V 60 A, FRYMASTER P/N 807-2240, OR APPROVED EQUAL | 807-2240 | OMSP | 100000384.jpg
100000385 | BREAKER, CIRCUIT, I-LINE PANEL, K-FRAME, 3 POLES, 600 V, 225 AMP, SQUARE | 91G5925000444 | OMSP | 100000385.jpg
100000386 | BREAKER, CIRCUIT, 2 POLE, 60 AMP, SQUARE D M/N QO260, | 91G5925000458 | OMSP | 100000386.jpg
100000387 | LEGRAND CIRCUIT BREAKER 32 AMP 4P 220-380VAC |  | OMSP | 100000387.JPG
100000388 | BREAKER, CIRCUIT, 1 POLE, 120/240 V, 20/20 A, SQUARE D P/N QO2020, | 91G5925000728 | OMSP | 100000388.jpg
100000389 | BREAKER, CIRCUIT, I-LINE, 3 POLE, 150 A, SQUARE D P/N KA36150, | 91G5925000821 | OMSP | 100000389.jpg
100000390 | BREAKER, CIRCUIT, EL, 4 POLE, 100 MA, 63 A, MERLIN GERLIN P/N 16815 | 91G5925001933 | OMSP | 100000390.jpg
100000392 | SWITCH, DPDT, VULCAN P/N 00-340324-00009, OR APPROVED EQUAL | 91G5930000273 | OMSP | 100000392.jpg
100000393 | SWITCH, HOLD, VULCAN P/N 00-340324-00008, OR APPROVED EQUAL | 91G5930000274 | OMSP | 100000393.jpg
100000394 | SWITCH, MICRO, VULCAN P/N 00-411496-000F1, OR APPROVED EQUAL | 91G5930000275 | OMSP | 100000394.jpg
100000395 | SWITCH, SAFETY, 240 V, 60 A, SQUARE D P/N UFP222R, OR APPROVED EQUAL | 91G5930000575 | OMSP | 100000395.jpg
100000396 | SWITCH, LIMIT, TILT, GROEN P/N 002982, OR APPROVED EQUAL | 91G5930001100 | OMSP | 100000396.jpg
100000397 | RECEPTACLE, DUPLEX, 125 V, 20 A, HUBBELL WIRING DEVICE-KELLEMS P/N | 91G5935000127 | OMSP | 100000397.JPG
100000398 | RECEPTACLE, GFCI, DUPLEX, 20 A, 125 V, 5-20R NEMA, WHITE, GREEN LED INDICATOR, LEVITON M/N 7899-W, | 91G5935000184 | OMSP | 100000398.JPG
100000399 | RECEPTACLE, SINGLE, 2P-3W, 250 V, 20 A, LEVITON P/N 5461-I, | 91G5935000397 | OMSP | 100000399.JPG
100000400 | CONNECTOR, GROUND, 2 CONDUCTOR, WITH BOLT AND NUT, AND WASHER, BURNDY P/N GC2929CT | 91G5935001081 | OMSP | 100000400.jpg
100000401 | LUG FIT, LOAD CENTER, SQUARE D P/N LK100AN, | 91G5940000877 | OMSP | 100000401.jpg
100000402 | DISCONNECT, LUMINAIRE, 2 WIRE, 6A, 600 V, IDEAL P/N 30-372 | 91G5940001618 | OMSP | 100000402.jpg
100000403 | RELAY, COIL, SPDT, 24V AC,(3/4HP 125/208/250/480V AC 6FLA 36LRA 277V AC ) TRANE P/N RLY01040 | RLY01040 | OMSP | 100000403.jpg
100000404 | CLAMP, GROUNDING ROD, COPPER, 5/8 IN | 91G5975000141 | OMSP | 100000404.jpg
100000405 | BOX, ELECTRICAL, WEATHERPROOF, WITH LUGS, 1 GANG, 3 OUTLET, 3/4 IN, | 91G5975000403 | OMSP | 100000405.jpg
100000406 | COVER, BLANK, DOUBLE GANG, WEATHERPROOF, P/N 5175-0 | 91G5975000906 | OMSP | 100000406.jpg
100000407 | CONNECTOR, SET SCREW, STEEL, THIN WALL, 1/2 IN, MCMASTER-CARR | 91G5975000950 | OMSP | 100000407.jpg
100000408 | CONNECTOR, SET SCREW, STEEL, THIN WALL, 3/4 IN, MCMASTER-CARR P/N | 91G5975000951 | OMSP | 100000408.jpg
100000409 | CONNECTOR, COMPRESSION, STEEL, THIN WALL, 1/2 IN, MCMASTER-CARR P/N | 91G5975000960 | OMSP | 100000409.jpg
100000410 | CONDUIT, STEEL, GALVANIZED, THIN WALL, 1/2 IN X 10 FT, MCMASTER-CARR | 91G5975000966 | OMSP | 100000410.jpg
100000411 | CONDUIT, STEEL, GALVANIZED, THIN WALL, 3/4 IN X 10 FT, MCMASTER-CARR | 91G5975000967 | OMSP | 100000411.jpg
100000412 | LOCKNUT, STANDARD, STEEL, 2 IN, MCMASTER-CARR P/N 7513K246, | 91G5975000983 | OMSP | 100000412.jpg
100000413 | ADAPTER, MALE, PVC, RIGID, CONDUIT FITTING, 1 IN, MCMASTER-CARR P/N | 91G5975000991 | OMSP | 100000413.jpg
100000414 | COUPLING, SOCKET, PVC, RIGID, CONDUIT FITTING, 1 IN, MCMASTER-CARR P/N | 91G5975000992 | OMSP | 100000414.jpg
100000415 | COVER, WEATHERPROOF, 1 GANG, HORIZONTAL MOUNTING, BELL M/N 5101-0, | 91G5975001027 | OMSP | 100000415.jpg
100000416 | COVER, DUPLEX RECEPTACLE, 4 IN X 4 IN, RACO M/N 902C, (EXPOSED WORK COVER FOR USE WITH 4" SQUARE BOX RAISED 1/2" MADE ) | 91G5975001037 | OMSP | 100000416.jpg
100000417 | ROD, GROUND, COPPER, 120 IN, ERICO PRODUCTS P/N 613400, | 91G5975001137 | OMSP | 100000417.jpg
100000418 | CONDUIT, METAL, THIN WALL, RIGID, 120 IN, 2 IN, UNDERWRITERS LABORATORIES INC P/N ANSI UL797, | 91G5975001360 | OMSP | 100000418.jpg
100000419 | CONDUIT BODY, LB STYLE, FLAT BACK, MALLEABLE IRON, 3/4 IN, KILLARK P/N | 91G5975001513 | OMSP | 100000419.jpg
100000420 | PANEL BOARD ENCLOSURE, I-LINE, TYPE HCP-SU, SQUARE D P/N HC2886WP, | 91G5975001529 | OMSP | 100000420.jpg
100000421 | STRAP, 2 HOLE, EMT, 3/4 IN, RACO P/N 2093, OR APPROVED EQUAL | 91G5975001532 | OMSP | 100000421.jpg
100000422 | REDUCING WASHER, KNOCKOUT, 0.5 IN, RACO A DIVISION OF HUBBELL INCORPORATEDDELAWARE P/N 1365, | 91G5975001785 | OMSP | 100000422.jpg
100000423 | BOX, OUTLET, WEATHERPROOF,(DEEP 3/4" FOUR HOLE,SILVER MADE USA) SINGLE GANG, ALUMINUM, CROUSE-HINDS P/N | 91G5975001875 | OMSP | 100000423.jpg
100000424 | COVER, ELECTRICAL BOX, 1 GANG, TAYMAC P/N MX3200, | 91G5975002319 | OMSP | 100000424.jpg
100000425 | BOX, ELECTRICAL, TWO GANG, ALUMINUM, 4.5 IN X 4.58 IN X 2 IN, BELL P/N 5345- | 91G5975002381 | OMSP | 100000425.jpg
100000426 | SEAL, KNOCKOUT, OIL TIGHT, 1/2 IN, WIEGMANN P/N WAS050, | 91G5975003420 | OMSP | 100000426.jpg
100000427 | ENCLOSURE SERIES, RAINPROOF-TYPE 3R, 240 V, 50 HZ - 60HZ, CAT | 91G5975003879 | OMSP | 100000427.jpg
100000428 | CONDENSER FAN MOTOR 115V 50-60HZ TRUE P/N 800402 | 800402 | OMSP | 100000428.jpg
100000429 | DAIKIN FAN MOTOR SPRK91A-42 4 380-415/440-460V 50 - 60HZ 60-90W PN. 1602656 | SPRK91A-42 | HVAC | 100000429.jpg
100000430 | RADIATOR COOLING FAN 917-407 FG WILSON-P550E3 (DIMENSIONS: H: 15CM, W: 97CM, L:97CM) | 917-407 | POWERG | 100000430.jpg
100000431 | FIXTURE, LIGHTING, DUSK TO DOWN ,150W, 120 VAC 60HZ 3.2A | 91G6210000059 | OMSP | 100000431.jpg
100000432 | FIXTURE, FLUORESCENT,( 2 X 120 LONG CM DUST/VAPOR RESISTANT, 64 W, LITHONIA P/N, DNW2 32 MVOLT) | 91G6210000158 | OMSP | 100000432.JPG
100000433 | LIGHT, EMERGENCY, PLASTIC HOUSING,(EXIT AND EMERGENCY LIGHTING VOLTAGE 120/277 VAC 60HZ)MADE IN CHINA MCMASTER-CARR P/N 8306K23, | 91G6210000159 | OMSP | 100000433.JPG
100000434 | FIXTURE, LIGHTING, SECURITY, METAL HALIDE, WALLPACK, 150W, LITHONIA M/N TWH 150MTB LPI, | 91G6210000176 | OMSP | 100000434.jpg
100000435 | FIXTURE, EMERGENCY EXIT,(120/277VOLT LHQM S W 3 R M4 ) COMBINATION, LITHONIA P/N LHQM S W 3 | 91G6210000204 | OMSP | 100000435.jpg
100000436 | LENS, LAMP, GLASS, VULCAN (MAX.40W P/N 00-357036-00003 MADE IN GERMANY) | 91G6210000211 | OMSP | 100000436.jpg
100000437 | FIXTURE, LIGHTING, METAL HALIDE,( 400 W, 120/208 240/277 MADE IN USA SIZE BIG ) LITHONIA P/N TE400ME17MTBHAWL, | 91G6210000257 | OMSP | 100000437.jpg
100000438 | TROFFER, RECESSED, PARABOLIC, 120/277 V, 59 W, LITHONIA P/N 2PM3N G D 2 U316 9LD MVOLT GEB10IS ACS, | 91G6210000268 | OMSP | 100000438.JPG
100000439 | LAMP, FLUORESCENT, T8,( 18 W,60CM LONG PHILIPS) P/N 382150, | 91G6210000350 | OMSP | 100000439.jpg
100000440 | FIXTURE, LIGHTING, LOW PROFILE, FLUORESCENT, 120 V, LITHONIA P/N LB 2 32 MVOLT GEB10IS, | 91G6210000508 | OMSP | 100000440.JPG
100000441 | LIGHT, EMERGENCY, LITHONIA P/N ELM2, (120/277V UNIT 5.4W ADJUSTABEL LAMPS ) | 91G6230000120 | OMSP | 100000441.JPG
100000442 | FLOODLIGHT, METAL HALIDE, 120 V TO 277 V, 400 W, LITHONIA P/N TFL 400M RA2 TB SCWA LPI | 91G6230000187 | OMSP | 100000442.JPG
100000443 | LAMP, OVEN, 120-130 V, 40 W, VULCAN P/N 00-357036-00001, | 91G6240000252 | OMSP | 100000443.JPG
100000444 | LAMP, METAL HALIDE, CLEAR, (250 W,SYLVANIA M250/U M58/E (HG) GENERAL ELECTRIC P/N 42729, | 91G6240000296 | OMSP | 100000444.jpg
100000445 | LAMP, METAL HALIDE, BT-37,(SYLVANI 1000 W, SIZE 55X42.5X33.5CM MADE IN CHAINA) PHILLIPS P/N 321505, | 91G6240000302 | OMSP | 100000445.JPG
100000446 | LIGHT, CRESCOR P/N 0766-094, OR APPROVED EQUAL | 91G6240000400 | OMSP | 100000446.JPG
100000447 | LIGHT, METAL HALIDE, MULTI-TAP, 400 W, CLAMSHELL BUILDINGS P/N 503582, | 91G6240000498 | OMSP | 100000447.JPG
100000448 | LAMP, HIGH INTENSITY DISCHARGE, 1000 W, SYLVANIA P/N H36GW-1000/DX, | 91G6240000523 | OMSP | 100000448.JPG
100000449 | LAMP, METAL HALIDE,( 400 W,MVR400/VBU/ED28/VA ORDER CODE 46271) SYLVANIA P/N 64188 | 91G6240000777 | OMSP | 100000449.JPG
100000450 | BULB, 120 V, 1000 W, GENERAL ELECTRIC P/N 20383 | 91G6240000779 | OMSP | 100000450.JPG
100000451 | LAMP, BTR, 120 V, 1000 W, OSRAM P/N 54689 | 91G6240000900 | OMSP | 100000451.JPG
100000452 | GAUGE, STAINLESS STEEL, 0-100 PSI, 0-7 BAR, ASHCROFT P/N 25-1009SWL-02B-XUCNHC4 0/100-0/7 BAR, | 91G6625000380 | OMSP | 100000452.jpg
100000453 | TIMER, 1 HR,(3W 230V AC, 60 HZ), VULCAN P/N 00-411690-00002, | 91G6645000026 | OMSP | 100000453.jpg
100000454 | THERMOSTAT, CONTROL, VULCAN (MODLE ,SP SP-463-36 MT450*F 30A MPRES 277V AC ) P/N 00-344635-00002, OR APPROVED EQUAL | 91G6685000425 | OMSP | 100000454.jpg
100000455 | THERMOSTAT, HOT TOP, VULCAN(MODLE ,SJ SJ-170-36 MT700*F 30A ,277V AC P/N 411506-1, OR APPROVED EQUAL | 91G6685000512 | OMSP | 100000455v.jpg
100000456 | REFRIGERANT, R134A, 30 LB, FORANE M/N R-134A, OR APPROVED EQUAL | 91G6830000053 | OMSP | 100000456.jpg
100000457 | REFRIGERANT, GAS MIXTURE, R-410A, 25 LB, 11.3KG, E. I. DU PON P/N SUVA 410A, | 91G6830000058 | OMSP | 100000457.jpg
100000458 | FREON, REFRIGERANT, 25 LB, 11.3KG P/N R-410, | 91G6830000061 | OMSP | 100000458.jpg
100000459 | PRE RINSE, ASSEMBLY, GRAINGER P/N | 91G7320000140 | OMSP | 100000459.jpg
100000460 | PAINT, LATEX, EXTERIOR WOOD AND MASONRY, GLOSS, BEIGE, 5 GAL | 91G8010000336 | OMSP | 100000460.jpg
100000461 | ROLLER KIT, PAINT, 3 COUNT, 9 IN, FEDERAL COMMERCIAL P/N A-A-2851, | 91G8020000080 | OMSP | 100000461.jpg
100000462 | BRUSH, PAINT, 3 IN, HEXCEL CORP HEXCEL SALES P/N R4193, | 91G8020000108 | OMSP | 100000462.jpg
100000463 | COVER, PAINT ROLLER, 0.375 IN X 9 IN, FEDERAL COMMERCIAL P/N A-A-2121, | 91G8020000116 | OMSP | 100000463.jpg
100000464 | PUTTY PLUMBERS PIPE JOINTING COMPOUND WHITE 250 GRAMS | 91G8030000067 | OMSP | 100000464.jpg
100000465 | WIRE, TIE, 16 GAGE, IDEAL REEL COMPANY P/N TIEWIRE16GA3-1/2LB, | 91G8135000027 | OMSP | 100000465.jpg
100000466 | OIL, VACUUM PUMP, VIRGINIA KMP P/N L340, | 91G9150000052 | OMSP | 100000466.jpg
100000467 | PLEXI GLASS, SHEET, CLEAR, 4 FT X 8 FT X 1/4 IN | 91G9330000020 | OMSP | 100000467.jpg
100000468 | REPAIR KIT, TOILET TANK, FLUIDMASTER P/N 400AK, | 92G4510001340 | OMSP | 100000468.jpg
100000469 | REPAIR KIT, SINGLE HANDLE, DELTA FAUCET P/N RP2932, OR APPROVED EQUAL | 92G4510001530 | OMSP | 100000469.jpg
100000470 | AERATOR, 2.2 GPM, BX OF 6 EA, PERLATOR P/N 55056-03, | 92G4510001806 | OMSP | 100000470.jpg
100000471 | VALVE, STOP, ACORN P/N P6000-D-SD, OR APPROVED EQUAL | 92G4510001852 | PLUMB | 100000471.jpg
100000472 | REBUILD KIT, PILOT, WATTS P/N 26ARK, | 92G4510002006 | OMSP | 100000472.jpg
100000473 | REBUILD KIT, PILOT, WATTS P/N CP15RK, OR APPROVED EQUAL | 6AKX1 | OMSP | 100000473.jpg
100000474 | NIPPLE ASSORTMENT, GALVANIZED, PACK 66, 1/2 IN, MUELLER P/N 563-000, | 92G4710000429 | OMSP | 100000474.jpg
100000475 | FITTING KIT, ASSORTED, BRASS, GRAINGER P/N PPAC-250J, | 92G4730001647 | OMSP | 100000475.jpg
100000476 | SCREW, SELF TAPPING, 1-1/2 IN, BX OF 100 EA | 92G5305000142 | OMSP | 100000476.jpg
100000477 | SCREW, SELF TAPPING, WITH RUBBER WASHER, 1 IN, BX OF 100 EA | 92G5305000146 | OMSP | 100000477.jpg
100000478 | SCREW, HEX CAP, STL 1/4-20 X 1 IN, PAC OF 100 EA, GRAINGER P/N 2CA54, | 92G5305000194 | OMSP | 100000478.jpg
100000479 | SCREW, SHEET METAL, SELF PIERCING, HEX WASHER SLOTTED HEAD, NO.10 X 3/4 IN, BX OF 500 EA, P/N JDS156 | 92G5305000306 | OMSP | 100000479.jpg
100000480 | SCREW, MACHINE, PAN, 10-32 X 2 IN, PAC OF 100 EA, GRAINGER P/N 1MU51, | 92G5305000437 | OMSP | 100000480.jpg
100000481 | SCREW, SELF TAPPING, #14 X 2 IN, HEX WASHER HEAD, BX OF 100 EA, PATTA GROUP P/N 10024-56742 | 92G5305000455 | OMSP | 100000481.jpg
100000482 | SCREW, SELF-DRILLING, 1.25 IN, BX OF 100 EA, MC MASTER-CARR SUPPLY | 92G5305000683 | OMSP | 100000482.jpg
100000483 | WASHER, LOCK, 3/8 IN, BX OF 100 EA | 92G5310000091 | OMSP | 100000483.jpg
100000484 | NUT HEX GR 5 1/4" GRAINGER P/N 1EU39, | 1EU39 | OMSP | 100000484.jpg
100000485 | NUT HEX MACHINE SCREW 1/4" GRAINGER ITEM NO 2GA69, | 2GA69 | OMSP | 100000485.jpg
100000486 | WASHER, FLAT, 5/16 IN ID, 3/4 IN OD, PAC OF 100 EA, GRAINGER ITEM NO 1JY29, | 92G5310000209 | OMSP | 100000486.jpg
100000487 | NUT SHORT BRASS 1/4" PARKER P/N 41FS-4, | 41FS-4 | OMSP | 100000487.jpg
100000488 | ANCHOR, HAMMER, STEEL, 1 IN X 1/4 IN, BX OF 100 EA, RED HEAD P/N HS-1410, | 92G5325000095 | OMSP | 100000488.jpg
100000489 | PIPE STRAP, 2 HOLE, 3/4 IN, BAG OF 5 EA, REFERENCE GRAINGER P/N 1RUW6 | 92G5340000164 | OMSP | 100000489.jpg
100000490 | PIPE STRAP, CHANNEL, 4 IN, BAG OF 10 EA, SUPER-STRUT P/N 702 4EG, | 92G5340000451 | OMSP | 100000490.jpg
100000491 | CONCRETE, PRE-MIX, BAG OF 80 LB, SAKRETE OF CALIFORNIA P/N SAKRETE, | 92G5610000022 |  | 100000491.jpg
100000492 | TAPE, INSULATION, ELECTRICAL, GREEN, 3/4 IN X 792 IN, 3M P/N 10851, | 92G5970000095 | OMSP | 100000492.jpg
100000493 | TAPE,INSULATION,ELECTRICAL, 3/4 IN X 360 IN,MINNESOTA MINING P/N130C 3/4IN, | 92G5970000108 | OMSP | 100000493.jpg
100000494 | CABLE TIE, 14.2 IN, BX OF 100 EA, THOMAS AND BETTS M/N L-14-120-0-C, | 92G5975000911 | OMSP | 100000494.jpg
100000495 | STRAP, CONDUIT, 1 IN, BX OF 25 EA, THOMAS AND BETTS P/N HS-103, | 92G5975001608 | OMSP | 100000495.jpg
100000496 | STRAP, CONDUIT, ONE HOLE, 2 IN, BX OF 10 EA, THOMAS AND BETTS P/N HS- | 92G5975001609 | OMSP | 100000496.jpg
100000497 | TRAY, CABLE, 4 CONDUCTOR, GRAY, 12 AWG, ROL OF 25 FT, CHAINFLEX P/N | 92G5975003185 | OMSP | 100000497.jpg
100000498 | WIRE, RED, STRANDED, 10 AWG, THHN, 600 V, ROL OF 500 FT, REFERENCE | 92G6145000285 | OMSP | 100000498.jpg
100000499 | WIRE, STRANDED, THHN, BLACK, 1/0 AWG, ROL OF 500 FT, P/N 20505402, | 92G6145000633 | OMSP | 100000499.jpg
100000500 | WIRE, ELECTRICAL, DIRECT BURY, WITH GROUND, 4 CORD, 10 AWG, LEVITON | 92G6145000768 | OMSP | 100000500.jpg
100000501 | WIRE, ELECTRICAL, DIRECT BURY, WITH GROUND, 4 CORD, 6 AWG, | 92G6145000769 | OMSP | 100000501.jpg
100000502 | WIRE, ELECTRICAL, DIRECT BURY, WITH GROUND, 4 CORD, 4 AWG, LEVITON | 92G6145000770 | OMSP | 100000502.jpg
100000503 | LAMP, FLUORESCENT 120LONG CM X 36W | 92G6220001633 | OMSP | 100000503.jpg
100000504 | LAMP, METAL, HALIDE, HID,( 150W, CAS OF GE LIGHTING M/N MVR150/U/MED, ANSI:M102/E MADE IN INDIA) | 92G6240000392 | OMSP | 100000504.JPG
100000505 | BULB, HID, METAL HALIDE,(SYLVANIA 300-390 W, CAS OF , SYLVANIA P/N MP350/400/C/PS/BU- 120VOLT ASSEMPLED IN MEXICO ) | 92G6240000540 | OMSP | 100000505.JPG
100000506 | TEFLON TAPE 3/4" | 92G8030000077 | OMSP | 100000506.jpg
100000507 | SILICON TUBE 2500 | CAR001 | CARP | 100000507.jpg
100000508 | SILICON TUBE T.C.R-6000 | CAR002 | CARP | 100000508.jpg
100000509 | GLUE FOR WOOD WHITE (Wood Adhesive) | CAR003 | CARP | 100000509.jpg
100000510 | TAPPING SCREW 1" | CAR005 | CARP | 100000510.jpg
100000511 | TAPPING SCREW 1 1/2" | CAR006 | CARP | 100000511.jpg
100000512 | TAPPING SCREW 2" | CAR007 | CARP | 100000512.jpg
100000513 | DRILLING SCREW 1" | CAR008 | CARP | 100000513.jpg
100000514 | DRILLING SCREW 1 1/2" | CAR009 | CARP | 100000514.jpg
100000515 | DRILLING SCREW 2" | CAR010 | CARP | 100000515.jpg
100000516 | EXPAND NAIL W/ SCREW (FISHER) 6-MM | CAR011 | CARP | 100000516.jpg
100000517 | EXPAND NAIL W/ SCREW (FISHER) 8MM | CAR012 | CARP | 100000517.jpg
100000518 | FISHER EXPAND NAILS WITH SCREW 08MM | CAR013 | CARP | N/A
100000519 | EXPAND NAILS WITH SCREW FISHER 12MM | CAR014 | CARP | 100000519.jpg
100000520 | NAIL FOR WOOD 1" | CAR016 | CARP | 100000520.jpg
100000521 | NAIL FOR WOOD 1 1/2" | CAR017 | CARP | 100000521.jpg
100000522 | NAIL FOR WOOD 2" | CAR018 | CARP | 100000522.jpg
100000523 | NAIL FOR WOOD 2 1/2" | CAR019 | CARP | 100000523.jpg
100000524 | NAIL FOR WOOD 3" | CAR020 | CARP | 100000524.jpg
100000525 | NAIL FOR WOOD 4" | CAR021 | CARP | 100000525.jpg
100000526 | NAIL CONCRETE 1" | CAR022 | CARP | 100000526.jpg
100000527 | NAIL CONCRETE 2" | CAR023 | CARP | 100000527.jpg
100000528 | NAIL CONCRETE 3" | CAR024 | CARP | 100000528.jpg
100000529 | NAIL CONCRETE 4" | CAR025 | CARP | 100000529.jpg
100000530 | DOOR HINGE 4" (PAIR) | CAR028 | CARP | 100000530.jpg
100000531 | DOOR HINGE 5" (PAIR) | CAR029 | CARP | 100000531.jpg
100000532 | PVC DOOR HINGE 3" | CAR030 | CARP | 100000532.jpg
100000533 | PVC DOOR HINGE 4" | CAR031 | CARP | 100000533.jpg
100000534 | LOCK CYLINDER 5" (ONE SIDE KEY) | CAR032 | CARP | 100000534.JPG
100000535 | LOCK CYLINDER 7" ONE SIDE KEY | CAR033 | CARP | 100000535.JPG
100000536 | ROUND DOOR LOCK 7" HILUKE MATT BRONZE TONE WITH BASKET WEAVE PATTERN COMPLETE SET | HILUKE | CARP | 100000536.JPG
100000537 | DOOR LOCK 4" MADE IN CHINA COMPLETE SET | CAR035 | CARP | 100000537.JPG
100000538 | DOOR LOCK 5" (HILUKE) COMPLETE SET | CAR036 | CARP | 100000538.JPG
100000539 | DOOR LOCK 7" (ROMEO) COMPLETE SET | CAR037 | CARP | 100000539.JPG
100000540 | PVC DOOR LOCK 7" COMPLETE SET | CAR038 | CARP | 100000540.JPG
100000541 | KACY KILIT 35MM 269 PWC PVC BATHROOM DOORLOCK MACHINE | 269 PWC | CARP | 100000541.JPG
100000542 | WINDOW SCREEN 120CM | CAR040 | CARP | 100000542.jpg
100000543 | WINDOW SCREEN 120CM WIDE | CAR041 | CARP | 100000543.jpg
100000544 | WINDOW LOCK YPN | CAR042 | CARP | 100000544.JPG
100000545 | WINDOW LATCH 2.5" (BRASS) | CAR043 | CARP | 100000545.JPG
100000546 | PVC WINDOW HANDLE | CAR044 | CARP | 100000546.jpg
100000547 | DOOR CLOSER 7" | CAR050 | CARP | 100000547.JPG
100000548 | MEGGO DOOR LOCK MACHINE 7" | 7255 LOCK BODY | CARP | 100000548.JPG
100000549 | SOLID BRASS RETRO STYLE FLAT CUPBOARD SLIDE BOLT 5" LOCK LATCH | CAR053 | CARP | 100000549.JPG
100000550 | BOVOS CYLINDRICAL DOOR LOCKSET 5" |  | CARP | 100000550.JPG
100000551 | WINDOW GLASS CLEAR 4MM MADE IN CHINA 120CMX240CM | CAR057 | CARP | 100000551.jpg
100000552 | WINDOW GLASS GREEN 4MM MADE IN CHINA 120CMX240CM | CAR058 | CARP | 100000552.jpg
100000553 | WINDOW GLASS BLUE 4MM MADE IN CHINA 120CMX240CM | CAR059 | CARP | 100000553.jpg
100000554 | WINDOW GLASS CLEAR 4MM MADE IN CHINA 220CM X 95CM | CAR060 | CARP | 100000554.jpg
100000555 | WINDOW GLASS GREEN 5MM MADE IN CHINA 120CMX240CM | CAR061 | CARP | 100000555.jpg
100000556 | WINDOW GLASS BLUE 5MM MADE IN CHINA 120CMX240CM | CAR062 | CARP | 100000556.jpg
100000557 | ALUMINUM WINDOW HANDLE | CAR063 | CARP | 100000557.JPG
100000558 | MIGO HOOK LOCK 4" | CAR064 | CARP | 100000558.jpg
100000559 | ROOFING SELF TAPPING SCREW 2" BY BOX | CAR065 | CARP | 100000559.jpg
100000560 | WHITE CEMENT 40 KG. | CAR068 | CARP | 100000560.jpg
100000561 | NUT AND BOLT 13MM WITH WASHER | CAR073 | CARP | 100000561.jpg
100000562 | NUT AND BOLT 19MM | CAR074 | CARP | 100000562.jpg
100000563 | NUT AND BOLT 24MM L: 50MM X D: 15MM | CAR075 | CARP | 100000563.jpg
100000564 | NUT AND BOLT 74MM X 19MM | CAR076 | CARP | 100000564.jpg
100000565 | NUT AND BOLT 122MM X 29MM | CAR077 | CARP | 100000565.jpg
100000567 | CERAMIC TILES 20X20CM WHITE | CAR081 | CARP | 100000567.jpg
100000568 | BLACK CEMENT (50-KG) | CAR082 | CARP | 100000568.jpg
100000569 | Slide Bolt 7" Metal | CAR083 | CARP | N/A
100000570 | SLIDE BOLT 7" METAL | CAR084 | CARP | 100000570.jpg
100000571 | SLIDE BOLT 9" BRASS | CAR085 | CARP | 100000571.jpg
100000572 | MEGO DOOR LOCK 7" | CAR086 | CARP | 100000572.JPG
100000574 | CERAMIC TILES 20X30CM WHITE | CAR088 | CARP | 100000574.JPG
100000575 | FRENCH DOOR LOCK 7" | CAR089 | CARP | 100000575.JPG
100000576 | SELF TAPPING ROOFING SCREW 1 1/2" | CAR093 | CARP | 100000576.jpg
100000577 | PLYWOOD BOARD 240CM X 120CM X 2MM | CAR097 | CARP | 100000577.jpg
100000578 | PLYWOOD 240CM X 120CM X 12MM | CAR098 | CARP | 100000578.jpg
100000579 | GYPSUM POWDER 15-KG BY BAG | CAR100 | CARP | 100000579.jpg
100000580 | ROOFING SELF TAPPING SCREW 1" BY BOX EACH BOX 4-KG | CAR101 | CARP | 100000580.jpg
100000581 | PVC BATHROOM DOOR HANDLE 7" | CAR102 | CARP | 100000581.JPG
100000582 | FLEXI GLASS 4MM 120X240CM | CAR105 | CARP | 100000582.jpg
100000583 | CERAMIC TILES 30CM X 30CM WHITE | CAR111 | CARP | 100000583.jpg
100000584 | ROOFING SELF TAPPING SCREW 3" BY BOX EACH BOX 3-KG | CAR112 | CARP | 100000584.jpg
100000585 | LASSANY BOARD 120CM X 240CM 12MM (COLOR WALNUT) | CAR115 | CARP | 100000585.jpg
100000586 | LASSANY BOARD 120CM X 240CM 16MM (COLOR WALNUT) | CAR116 | CARP | 100000586.jpg
100000587 | WOOD SCREW 3" BLACK | CAR117 | CARP | 100000587.jpg
100000589 | GYPSUM BOARD 60CM X 60CM FOR CEILLING | CAR120 | CARP | 100000589.jpg
100000590 | LUMBER WOOD (10CMX10CM LENGTH 3-MTR) | CAR123 | CARP | 100000590.jpg
100000591 | LUMBER WOOD (5CMX10CM LENGTH 3-MTR) | CAR124 | CARP | 100000591.jpg
100000592 | SILICON TUBE 6500 (BLACK) | CAR126 | CARP | 100000592.jpg
100000593 | CERAMIC TILES 34CM X 34CM WHITE | CAR127 | CARP | 100000593.jpg
100000594 | CERAMIC TILES 40CM X 25CM WHITE | CAR131 | CARP | 100000594.JPG
100000595 | PANIC BAR LOCK SET (200CM) WITH ROD MADE IN TURKEY | CAR134 | CARP | 100000595.JPG
100000596 | PANIC BAR LOCK SET (80CM) SIMPLE MADE IN TURKEY | CAR135 | CARP | 100000596.jpg
100000597 | WALL BUFFER WALL MOUNTED DOOR STOPPER BRUSHED STAINLESS | CAR136 | CARP | 100000597.JPG
100000598 | CYLINDER FOR ROUND DOOR LOCK | CAR138 | CARP | 100000598.JPG
100000599 | ALUMINUM WINDOW LOCK | CAR140 | CARP | 100000599.JPG
100000600 | U BOLT CLAMP GI 3" | CAR144 | CARP | 100000600.jpg
100000601 | CABLE CLAMP U BOLT GI 1" STEEL WIRE CLIP U BOLT | CAR145 | CARP | 100000601.jpg
100000602 | BOLT M20 X LENGTH 75MM | CAR146 | CARP | 100000602.jpg
100000603 | NUT AND BOLT 37MM | CAR147 | CARP | 100000603.jpg
100000604 | BOLT 128MM X 6MM | CAR149 | CARP | 100000604.jpg
100000605 | SLIDE BOLT 4" BRASS | CAR152 | CARP | 100000605.jpg
100000606 | SLIDE BOLT (4" METAL) | CAR153 | CARP | 100000606.jpg
100000607 | DOOR CLOSER 12" | CAR162 | CARP | 100000607.jpg
100000608 | CERAMIC TILES 30CM X 30CM | CAR168 | CARP | 100000608.jpg
100000609 | NUT AND BOLT 17MM X 8CM | CAR170 | CARP | 100000609.jpg
100000610 | NUT 19MM | CAR172 | CARP | 100000610.jpg
100000611 | 6 IN. 60-PENNY HOT-GALVANIZED TIMBER TIE NAILS | CAR173 | CARP | 100000611.jpg
100000612 | GATE LATCH (23CM) | CAR176 | CARP | 100000612.jpg
100000613 | GATE LATCH (30CM) | CAR177 | CARP | 100000613.jpg
100000614 | GATE LATCH (24CM) | CAR178 | CARP | 100000614.jpg
100000615 | GATE LATCH (21.5CM) | CAR180 | CARP | 100000615.jpg
100000616 | GATE LATCH (20CM) | CAR181 | CARP | 100000616.jpg
100000617 | MAGNETIC DOOR STOPPER, FLOOR MOUNT | CAR183 | CARP | 100000617.jpg
100000618 | PVC DOOR LOCK MACHINE 7" | CAR187 | CARP | 100000618.JPG
100000619 | PVC BATHROOM DOOR HANDLE 7" | CAR188 | CARP | 100000619.jpg
100000620 | U BOLT CLAMP GI 5" | CAR191 | CARP | 100000620.jpg
100000621 | SILICON TUBE 1200 (WHITE) | CAR193 | CARP | 100000621.jpg
100000622 | LASSANY BOARD 120CM X 240CM 3MM (COLOR WHITE) | CAR194 | CARP | 100000622.jpg
100000623 | ROOFING SELF TAPPING SCREW 5" BY BOX EACH BOX 3-KG | CAR195 | CARP | 100000623.jpg
100000624 | PANIC BAR HANDLE (INCOMPLETE SET) | CAR196 | CARP | 100000624.jpg
100000625 | PUSH BAR EMERGENCY EXIT PANIC HARDWARE SINGLE/PANIC BAR COMPLETE SET, HANDLE BAR SIZE: 80CM TO 120CM AS PER SAMPLE PICTURE |  | CARP | 100000625.JPG
100000626 | CABLE CLAMP U BOLT STEEL WIRE CLIP GI 1/2" | CAR205 | CARP | 100000626.jpg
100000627 | CHAIN 26MM | CAR207 | CARP | 100000627.jpg
100000628 | CABLE CLAMP U BOLT GI 3/4" STEEL WIRE CLIP U BOLT | CAR213 | CARP | 100000628.jpg
100000630 | CHAIN 30MM | CAR218 | CARP | 100000630.jpg
100000631 | CHAIN 17MM | CAR219 | CARP | 100000631.jpg
100000632 | CHAIN 15MM | CAR220 | CARP | 100000632.jpg
100000633 | CHAIN 12MM | CAR221 | CARP | 100000633.jpg
100000634 | METAL SCREW 5’’ X 4 MM FLATE HEAD | CAR222 | CARP | 100000634.jpg
100000635 | FISHER WITH SCREW 160MM | CAR223 | CARP | 100000635.jpg
100000636 | DRILLING SCREW 3" | CAR224 | CARP | 100000636.jpg
100000637 | DRILLING SCREW 4" | CAR225 | CARP | 100000637.jpg
100000638 | PVC WINDOW ROD 40CM | CAR230 | CARP | 100000638.jpg
100000639 | BOLT 32MM X 9MM | CAR231 | CARP | 100000639.jpg
100000640 | PVC NON LOCKING WINDOW HANDLE 5" PULL UP TYPE ( AS PER SAMPLE PICTURE ANY BRAND) | CAR233 | CARP | 100000640.JPG
100000641 | NAIL CONCRETE 5" | CAR235 | CARP | 100000641.jpg
100000642 | METAL WIRE MESH (100CMX120CM) | CAR237 | CARP | 100000642.jpg
100000643 | GLASS MIRROR 90CM X 60CM WITH FRAME | CAR239 | CARP | 100000643.jpg
100000644 | GLASS MIRROR (60CMX60CM) | CAR240 | CARP | 100000644.jpg
100000645 | PAD LOCK 50MM | CAR241 | CARP | 100000645.jpg
100000646 | NAIL CONCRETE (2.5" BLACK) | CAR242 | CARP | 100000646.jpg
100000647 | AIR FILTER PART# SFA 2503P | 2503P | POWERG | 100000647.jpg
100000648 | AIR FILTER SFA 2579 P-901-047 | SFA 2579 P-901-047 | POWERG | 100000648.jpg
100000649 | FAN BELT (BY PERKINS) 197 (2370) (2614B554) | 197(2370)(2614B554) | POWERG | 100000649.jpg
100000650 | FUEL FILTER PART# SFF 0201E | DG | POWERG | 100000650.jpg
100000651 | FUEL FILTER PART# SFF 7351 | DG | POWERG | 100000651.jpg
100000652 | FUEL FILTER PART# SFR 0690 FW (BACK UP)* | DG | POWERG | 100000652.jpg
100000653 | FUEL FILTER PART# SFR 143FW | DG | POWERG | 100000653.jpg
100000654 | FUEL FILTER PART# SFR 26560145 (901-248 & FS19530) | DG | POWERG | 100000654.jpg
100000655 | FUEL WATER SEPARATOR PART# SFW-2054 | DG | POWERG | 100000655.jpg
100000656 | DONALDSON WATER SEPRATOR P550748 | DONALDSON P550748 | POWERG | 100000656.jpg
100000658 | OIL FILTER SE 111B (CROSS REFERENCE LF3346) | SE 111B | POWERG | 100000658.jpg
100000659 | FUEL FILTER SEV 429134 | PERKINES | POWERG | 100000659.jpg
100000660 | DONALDSON OIL FILTER P550008 | P550008 | POWERG | 100000660.jpg
100000661 | FLEETGUARD FUEL FILTER FS19530 | FS19530 | POWERG | 100000661.jpg
100000663 | FLEETGUARD AIR FILTER AF25129M | AF25129M | POWERG | 100000663.jpg
100000664 | OIL FILTER SFO 3883 (901-115) | SFO 3883 | POWERG | 100000664.jpg
100000665 | FLEETGUARD AIR FILTER AF 25607 | AF 25607 | POWERG | 100000665.jpg
100000666 | FG WILSON ELEMENT FUEL 996-454 | FG WILSON 996-454 | POWERG | 100000666.jpg
100000667 | FGWILSON OIL FILTER 996-452 | 996-452 | POWERG | 100000667.jpg
100000668 | FLEETGUARD AIR FILTER AF 25557 | AF 25557 | POWERG | 100000668.jpg
100000669 | FG WILSON FUEL FILTER 996-453 | FG WILSON 996-453 | POWERG | 100000669.jpg
100000670 | DONALDSON AIR FILTER P777638 | P777638 | POWERG | 100000670.jpg
100000671 | RACOR PARKER FUEL WATER SEPARATOR 2020TM 10 MICRON | DG8017 | POWERG | 100000671.jpg
100000672 | FLEETGUARD FUEL WATER SEPARATOR FS1280 | FS1280 | POWERG | 100000672.jpg
100000673 | AIR FILTER 901-054 (P054) SFA 5492P | SFA 5492P | POWERG | 100000673.jpg
100000674 | FG WILSON AIR FILTER AF 901-054 REF:P77638 | AF 901-054 | POWERG | 100000674.jpg
100000675 | FG WILSON AIR FILTER AF 901-017 | AF 901-017 | POWERG | 100000675.jpg
100000676 | AIR FILTER AF26249 | AF26249 | POWERG | 100000676.jpg
100000677 | FLEETGUARD AIR FILTER AF26207 | AF26207 | POWERG | 100000677.jpg
100000678 | AIR FILTER 995-690 | 995-690 | POWERG | 100000678.jpg
100000679 | FLEETGUARD FUEL FILTER FF167 | FF167 | POWERG | 100000679.jpg
100000680 | WATER COOLANT FILTER WF2054 | WF2054 | POWERG | 100000680.jpg
100000681 | FG WILSON FUEL FILTER 934-181 | 934-181 | POWERG | 100000681.jpg
100000682 | FUEL WATER SEPARATOR 2040TM | 2040TM | POWERG | 100000682.jpg
100000683 | AIR FILTER 915-671 | 915-671 | POWERG | 100000683.jpg
100000684 | PERKINS OIL FILTER CH10929 | CH10929 | POWERG | 100000684.jpg
100000685 | FLEETGUARD OIL FILTER LF691A | LF691A | POWERG | 100000685.jpg
100000686 | OIL FILTER LF9080 | LF9080 | POWERG | 100000686.jpg
100000687 | FLEETGUARD OIL FILTER LF3654 | LF3654 | POWERG | 100000687.jpg
100000688 | CAT AIR FILTER 7C-1571 | 7C-1571 | POWERG | 100000688.jpg
100000690 | OIL FILTER LF777 | LF777 | POWERG | 100000690.jpg
100000691 | FUEL FILTER FS1000 | FS1000 | POWERG | 100000691.jpg
100000692 | FUEL FILTER FS19735 | FS19735 | POWERG | 100000692.jpg
100000693 | DONALDSON AIR FILTER P781102 | P781102 | POWERG | 100000693.jpg
100000694 | FLEETGUARD OIL FILTER LF3883 | LF3883 | POWERG | 100000694.jpg
100000695 | FLEETGUARD FUEL FILTER FF5319 | FF5319 | POWERG | 100000695.jpg
100000697 | OIL FILTER LF3325 | LF3325 | POWERG | 100000697.jpg
100000698 | FLEETGUARD FUEL FILTER FS1216 | FS1216 | POWERG | 100000698.jpg
100000699 | FLEETGUARD FUEL FILTER FF 202 | FF202 | POWERG | 100000699.jpg
100000700 | OIL FILTER LF3346 | LF3346 | POWERG | 100000700.jpg
100000701 | PRIME PARTS ELEMENT FUEL PN. 10000-00339 | PN. 10000-00339 | POWERG | 100000701.jpg
100000702 | FGWILSON FUEL FILTER 10000-00339 | 10000-00339 | POWERG | 100000702.jpg
100000703 | FLEETGUARD OIL FILTER LF9009 | LF9009 | POWERG | 100000703.jpg
100000704 | FLEETGUARD OIL FILTER LF667 | LF667 | POWERG | 100000704.jpg
100000705 | OIL FILTER P 550777 | P 550777 | POWERG | 100000705.jpg
100000706 | PERKINS WATER FILTER 901-404 | 901-404 | POWERG | 100000706.jpg
100000707 | FUEL WATER SEPARATOR FS 552010 (FS2010300) 2010TM | FS2010300 | POWERG | 100000707.jpg
100000708 | AIR FILTER AF 25454 | AF25454 | POWERG | 100000708.jpg
100000709 | DONALDSON AIR FILTER P777868 | P777868 | POWERG | 100000709.jpg
100000710 | AIR FILTER AF-424- ME063150 | AF-424- ME063150 | POWERG | 100000710.jpg
100000711 | AIR FILTER AF 424 | AF-424-ME063150 | POWERG | 100000711.jpg
100000712 | DONALDSON FUEL WATER SEPARATOR P550687 | P550687 | POWERG | 100000712.jpg
100000713 | FUEL FILTER FS1006 | FS1006 | POWERG | 100000713.jpg
100000714 | PERKINS FUEL FILTER 26560201 | 26560201 | POWERG | 100000714.jpg
100000715 | PERKINS FUEL FILTER CH10930 | CH10930 | POWERG | 100000715.jpg
100000716 | FLEETGUARD FUEL FILTER FF5052 | FF5052 | POWERG | 100000716.jpg
100000717 | FLEETGUARD FUEL FILTER FS1287 | FS1287 | POWERG | 100000717.jpg
100000718 | PERKINS FUEL FILTER 26560163 | 26560163 | POWERG | 100000718.jpg
100000719 | FLEETGUARD OIL FILTER LF551 A | LF551A | POWERG | 100000719.jpg
100000720 | ENGINE OIL DEO CATERPILLAR SAE 15W-40 3E-9848 20 LITERS | SAE 15W-40 | POWERG | 100000720.jpg
100000721 | BATTERY ACID | DG8114 | POWERG | 100000721.jpg
100000723 | GEN PART OIL FILTER PN. SFF 5019 (901-243) | SFF 5019 (901-243) | POWERG | 100000723.jpg
100000724 | FUEL FILTER 5019 | SFF5019(901-243) | POWERG | 100000724.jpg
100000725 | AIR FILTER 901-047 | 901-047 | POWERG | 100000725.jpg
100000726 | FG WILSON AIR FILTER 901-056 | 901-056 | POWERG | 100000726.jpg
100000727 | AIR FILTER Part# 901-056 | 901-056 | POWERG | 100000727.jpg
100000728 | AIR FILTER 901-056 | 901-056 | POWERG | 100000728.jpg
100000729 | BATTERY TERMINAL POSITIVE AND NEGATIVE | DG8122 | POWERG | 100000729.jpg
100000730 | AIR FILTER AF4900/ 1616 | AF4900/ 1616 | POWERG | 100000730.jpg
100000731 | AIR FILTER AF4900/ AP1616 | AF4900/1616 | POWERG | 100000731.jpg
100000732 | OIL 15W-40 DEO 400 SAE 208LT | OIL 15W-40 DEO | POWERG | 100000732.jpg
100000733 | AIR FILTER AF 25278 | DG8125 | POWERG | 100000733.jpg
100000734 | FLEETGUARD AIR FILTER AF-872 CROSS REF: 25278 | AF-872 | POWERG | 100000734.jpg
100000735 | FUEL WATER SEPARATORS 500FG | 500FG | POWERG | 100000735.jpg
100000736 | FUEL WATER SEPARATORS 1000FG | 1000FG | POWERG | 100000736.jpg
100000737 | AIR FILTER AF872 | AF872 | POWERG | 100000737.jpg
100000738 | FLEETGUARD OIL FILTER LF9070 | LF9070 | POWERG | 100000738.jpg
100000739 | FLEETGUARD FUEL FILTER FF105D | FF105D | POWERG | 100000739.jpg
100000740 | FLEETGUARD OIL FILTER LF670 | LF670 | POWERG | 100000740.jpg
100000741 | CAT FUEL FILTER 1R - 0749 | 1R - 0749 | POWERG | 100000741.jpg
100000742 | CAT FUEL WATER SEPARATOR 133-5673 | 133-5673 | POWERG | 100000742.jpg
100000743 | CAT OIL FILTER 1R - 0716 | 1R - 0716 | POWERG | 100000743.jpg
100000744 | AIR FILTER 8N 6309 | 86309 | POWERG | 100000744.jpg
100000745 | FLEETGUARD FUEL WATER SEPARATOR SF-7923 | SF-7923 | POWERG | 100000745.jpg
100000747 | FUEL FILTER FS19732 (CROSS REFERENCE: F3973233) | FS19732 | POWERG | 100000747.jpg
100000748 | FLEETGUARD OIL FILTER LF 9000 | LF9000 | POWERG | 100000748.jpg
100000749 | FILTER FUEL WATER SEPARATOR PART# 2020 TM 10 MICRON | 2020TM | POWERG | 100000749.jpg
100000750 | FUEL WATER SEPARATOR PART# TM 2020 10 MICRON | TM2020 | POWERG | 100000750.jpg
100000751 | OIL FILTER LF2654403 | LF2654403 | POWERG | 100000751.jpg
100000752 | AIR FILTER AF975M | AF975M | POWERG | 100000752.jpg
100000753 | CAT FUEL FILTER 1R - 0755 | 1R - 0755 | POWERG | 100000753.jpg
100000754 | CAT OIL FILTER 1R 1808 | 1R1808 | POWERG | 100000754.jpg
100000755 | FUEL WATER SEPARATOR PART# TM 2040 (SFR 4110FW)* | TM2040(SFR4110FW | POWERG | 100000755.jpg
100000756 | COOLANT WATER FILTER PART# WF2076 | WF2076 | POWERG | 100000756.jpg
100000757 | CAT ENGINE OIL FILTER 1R - 0726 | 1R - 0726 | POWERG | 100000757.jpg
100000758 | FUEL FILTER 1R 0756 | 1R0756 | POWERG | 100000758.jpg
100000759 | GREASE 2S-3230 | 2S-3230 | POWERG | 100000759.jpg
100000761 | CAT AIR FILTER 8N - 2556 | BN - 2556 | POWERG | 100000761.jpg
100000762 | CATERPILLAR AIR FILTER 4P 0710 | 4P 0710 | POWERG | 100000762.jpg
100000763 | FGWILSON AIR FILTER 901-048 | 901-048 | POWERG | 100000763.jpg
100000765 | FLEETGUARD AIR HOUSING AH1135 WITH FILTER | AH1135 | POWERG | 100000765.jpg
100000767 | CAT AIR FILTER 4P 0711 | 4P 0711 | POWERG | 100000767.jpg
100000768 | DONALDSON OIL FILTER P551670 | P551670 | POWERG | 100000768.jpg
100000769 | FUEL FILTER WF2076 | WF2076 | POWERG | 100000769.jpg
100000770 | AIR FILTER AF142-1404 | AF142-1404 | POWERG | 100000770.jpg
100000771 | CAT AIR FILTER 142-1404 | 142-1404 | POWERG | 100000771.jpg
100000772 | BATTERY LEAD ACID 12V 150AH H: 25CM W:25 CM L: 50CM | 12V 150 AH | POWERG | 100000772.jpg
100000773 | AIR FILTER SEV551H14 | SEV551H14 | POWERG | 100000773.jpg
100000774 | FGWILSON AIR FILTER 10000-12122 | 10000-12122 | POWERG | 100000774.jpg
100000775 | CAT AIR FILTER 142-1340 | AF 142-1340 | POWERG | 100000775.jpg
100000776 | FLEETGUARD COOLANT FILTER WF2126 FOR CUMMINS ENGINES | WF2126 | POWERG | 100000776.jpg
100000777 | FUEL WATER SEPARATOR FS02126 (WF2126) | FS02126 | POWERG | 100000777.jpg
100000778 | OIL FILTER 1R-0714 | 1R-0714 | POWERG | 100000778.jpg
100000780 | FG WILSON FUEL FILTER 901-248 | 901-248 | POWERG | 100000780.jpg
100000781 | OIL FILTER P553000 | P553000 | POWERG | 100000781.jpg
100000782 | SURE FILTER OIL FILTER SFO 7570 | SFO 7570 | POWERG | 100000782.jpg
100000783 | FLEETGUARD FUEL FILTER FF2203 | FF2203 | POWERG | 100000783.jpg
100000784 | FLEETGUARD AIR FILTER AF4553M | AF4553M | POWERG | 100000784.jpg
100000786 | FLEETGUARD FUEL WATER SEPARATOR FS19811 | FS19811 | POWERG | 100000786.jpg
100000787 | OIL FILTER LF3313 | LF3313 | POWERG | 100000787.jpg
100000788 | CUMMINS TURBO CHARGER CBCC 3645596 | CBCC 3645596 | POWERG | 100000788.jpg
100000789 | FGWILSON AIR FILTER 998-192 | 998-192 | POWERG | 100000789.jpg
100000790 | BALDWIN OIL FILTER BD7309 | BD7309 | POWERG | 100000790.jpg
100000791 | TURBO CHARGER PN: 316553, PN: 316551 SE | PN: 316553, PN: 316551 SE | POWERG | 100000791.jpg
100000792 | AIR FILTER AF4554 | AF4554 | POWERG | 100000792.jpg
100000793 | FLEETGUARD AIR FILTER AF4554M | AF4554M | POWERG | 100000793.jpg
100000794 | TRANSFORMER OIL | N/A | POWERG | 100000794.jpg
100000796 | OLYMPIAN OIL FILTER 934-623 | 934-623 | POWERG | 100000796.jpg
100000798 | PERKINS AIR FILTER 26510362 | 26510362 | POWERG | 100000798.jpg
100000799 | DONALDSON WATER FILTER P552096 | P552096 | POWERG | 100000799.jpg
100000800 | FG WILSON FUEL FILTER 901-249 | 901-249 | POWERG | 100000800.jpg
100000801 | FUEL HOSE LEVEL INDICATOR 1/2" | DG8342 | POWERG | 100000801.jpg
100000803 | FLEETGUARD FUEL FILTER FF5507 | FF5507 | POWERG | 100000803.jpg
100000804 | OIL FILTER P551604 | P551604 | POWERG | 100000804.jpg
100000805 | DONALDSON OIL FILTER P551604 | P551604 | POWERG | 100000805.jpg
100000806 | CAT AIR FILTER 142-1339 | 142-1339 | POWERG | 100000806.jpg
100000807 | PRIME PARTS OIL FILTER 901-103 | 901-103 | POWERG | 100000807.jpg
100000808 | PERKINS FUEL FILTER FF 901-243 | FF901-243 | POWERG | 100000808.jpg
100000809 | CAT FUEL FILTER 1R-0750 | 1R-0750 | POWERG | 100000809.jpg
100000810 | PERKINS OIL FILTER 901-102 (P550008) | 901-102 | POWERG | 100000810.jpg
100000811 | FUEL PIPE 1 1/2" | WP 70 BAR | POWERG | 100000811.jpg
100000814 | PERKINS FUEL FILTER 901-115 | 901-115 | POWERG | 100000814.jpg
100000815 | FG WILSON AIR FILTER 10000-51238 | 10000-51238 | POWERG | 100000815.jpg
100000816 | FG WILSON FUEL FILTER 10000-51230 | 10000-51230 | POWERG | 100000816.jpg
100000817 | FG WILSON FUEL FILTER 10000-51231 | 10000-51231 | POWERG | 100000817.jpg
100000818 | FG WILSON FUEL FILTER 10000-51233 | 10000-51233 | POWERG | 100000818.jpg
100000819 | FG WILSON OIL FILTER 10000-51228 | 10000-51228 | POWERG | 100000819.jpg
100000820 | FG WILSON OIL FILTER 10000-51229 | 10000-51229 | POWERG | 100000820.jpg
100000821 | FUEL FILTER 26560143 | 26560143 | POWERG | 100000821.jpg
100000822 | TEC FUEL FILTER 26560145 | 26560145 | POWERG | 100000822.jpg
100000823 | OLYMPIAN FUEL FILTER 10000-17464 | 10000-17464 | POWERG | 100000823.jpg
100000824 | PERKINS FUEL FILTER 2656F843 / 10000-12854 | FF 2656F843 | POWERG | 100000824.jpg
100000825 | FG WILSON OIL FILTER 901-136 (REF,10000-51283) | 10000-51283(REF,901-136) | POWERG | 100000825.jpg
100000826 | AIR FILTER AF25708M | AF25708M | POWERG | 100000826.jpg
100000827 | CAT AIR FILTER AF 246-5009 | AF 246-5009 | POWERG | 100000827.jpg
100000828 | AIR FILTER AF 226-2779 | AF226-2779 | POWERG | 100000828.jpg
100000829 | FLEETGUARD OIL FILTER LF3000 | LF3000 | POWERG | 100000829.jpg
100000830 | BALDWIN OIL FILTER B76 | B76 | POWERG | 100000830.jpg
100000831 | FLEETGUARD FUEL FILTER FF5580 | FF5580 | POWERG | 100000831.jpg
100000832 | FLEETGUARD FUEL WATER SEPARATOR FS19516 | FS19516 | POWERG | 100000832.jpg
100000833 | FOGUARD FUEL FILTER FF1212 | FF1212 | POWERG | 100000833.jpg
100000834 | PERKINS FUEL FILTER CH10931 | CH10931 | POWERG | 100000834.jpg
100000835 | GASKET 915-782 | 915-782 | POWERG | 100000835.jpg
100000836 | JOHN DEERE FUEL FILTER RE529643 | RE529643 | POWERG | 100000836.jpg
100000837 | CAT AIR FILTER 142-1403 | 142-1403 | POWERG | 100000837.jpg
100000838 | V BELT 8N-6717 DF 508 | 8N-6717 DF 508 | POWERG | 100000838.jpg
100000840 | COVER TERMINAL 9G0003 | CAT - 9G0003 | POWERG | 100000840.jpg
100000841 | FLEETGUARD AIR FILTER AF 25544 | AF25544 | POWERG | 100000841.jpg
100000842 | FLEETGUARD AIR FILTER AF25545 | AF25545 | POWERG | 100000842.jpg
100000843 | CAT FUEL FILTER 326-1641 | 326-1641 CAT | POWERG | 100000843.jpg
100000844 | VOLVO OIL FILTER LF 477556 | LF477556 | POWERG | 100000844.jpg
100000845 | FLEETGUARD WATER FILTER WF2096 | WF2096 | POWERG | 100000845.jpg
100000846 | AIR FILTER 9Y-3879 | 9Y-3879 | POWERG | 100000846.jpg
100000847 | V BELT 8N-6717 DF 142-359 | 8N-6717 DF 142-359 | POWERG | 100000847.jpg
100000849 | FAN BELT 17X1950 LI | 17X1950 LI | POWERG | 100000849.jpg
100000850 | CAT V BELT 8N-6717 DF 0603 | 8N-6717 DF 0603 | POWERG | 100000850.jpg
100000851 | V BELT SPB2000LW 5V800 | 5V800 | POWERG | 100000851.jpg
100000852 | V BELT B81 | B81 | POWERG | 100000852.jpg
100000853 | V BELT 338-13X975 LA | 338-13X975LA | POWERG | 100000853.jpg
100000854 | V BELT B78 | B78 | POWERG | 100000854.jpg
100000855 | V BELT 997-871 | 997-871 | POWERG | 100000855.jpg
100000856 | V BELT 8N-6717 DF 298 | 8N-6717 DF 298 | POWERG | 100000856.jpg
100000857 | V BELT 8N-6717 DF 345 | 8-6717DF345 | POWERG | 100000857.jpg
100000858 | V BELT 8N-6717 DF 1304-303 | 8-6717DF1304-303 | POWERG | 100000858.jpg
100000859 | V BELT 8N-6717 DF 359 | 8-6717DF359 | POWERG | 100000859.jpg
100000860 | V BELT 8N-6717 | 8-67171304-0302 | POWERG | 100000860.jpg
100000861 | V-BELT, B58 17 X 144OLI | B58 | POWERG | 100000861.jpg
100000863 | PERKINS V BELT 2614B555-197 | 2614B555-197 | POWERG | 100000863.jpg
100000865 | V BELT A70 | A70 | POWERG | 100000865.jpg
100000866 | V BELT 10N SPZX - 1320CL | 10N SPZX - 1320CL | OMSP | 100000866.jpg
100000868 | V BELT 46-3991- 174 | 46-3991-174 | POWERG | 100000868.jpg
100000870 | V BELT 3003467 | 3003467 | POWERG | 100000870.jpg
100000872 | V BELT A32 | A32 | POWERG | 100000872.jpg
100000873 | CLEANER AIR 4938598 | 4938598 | POWERG | 100000873.jpg
100000874 | KIT OVER HEAD SETTING 3163196 | 3163196 | POWERG | 100000874.jpg
100000876 | ADAPTOR 6N-2547 | 6N-2547 | POWERG | 100000876.jpg
100000879 | ADAPTOR FAN 4N-3123 | 4N-3123 | POWERG | 100000879.jpg
100000880 | PRIMING PUMP 930-092 | 930-092 | POWERG | 100000880.jpg
100000881 | OLYMPIAN THERMOSTAT 914-013 | 914-013 | POWERG | 100000881.jpg
100000882 | UPS VA 2209-01 | VA2209-01 | POWERG | 100000882.jpg
100000883 | WATER IMPELLTOR PUMP SE145F/10 | SE145F/10 | POWERG | 100000883.jpg
100000884 | DC ALTERNATOR 8600282 24 VOLT 50 AMP | CH11387 - 8600282 | POWERG | 100000884.jpg
100000885 | DELCO REMY STARTER 8200072-38MT 24V CW 18DE09 | 8200072-38MT | POWERG | 100000885.jpg
100000887 | EXHAUST CLAMP 245-00045006-000-114-115 | 245-00045006-000-114-115 | POWERG | 100000887.jpg
100000888 | EXHAUST CLAMP 261-000315-000 | 261-000315-000 | POWERG | 100000888.jpg
100000889 | GASKET 3681A055 | 3681A055 | POWERG | 100000889.jpg
100000890 | GASKET 8N-2410 | 8N-2410 | POWERG | 100000890.jpg
100000893 | EXHAUST VALVE 3803528 | 3803528 | POWERG | 100000893.jpg
100000894 | KIT FUEL SOLENOID 4024809 | 4024809 | POWERG | 100000894.jpg
100000895 | HOSE FLEXIBLE 3632206 | 3632206 | POWERG | 100000895.jpg
100000896 | FLEXIBLE HOSE 3632336 | DG8863 | POWERG | 100000896.jpg
100000897 | FLEXIBLE HOSE AS 6031 | AS6031 | POWERG | 100000897.jpg
100000900 | CUMMINS HOSE PLAIN 3631578 | 3631578 | POWERG | 100000900.jpg
100000901 | HOSE FLEXIBLE AS 4014 | AS4014 | POWERG | 100000901.jpg
100000905 | JOINT 908-020 | 908020 | POWERG | 100000905.jpg
100000906 | ULTIMATE PULLER | DG8873 | POWERG | 100000906.jpg
100000907 | FUEL LEVEL SENSOR ( Received from PO# 0117) | DG8874 | POWERG | 100000907.jpg
100000908 | DAMPER FRONT PULLEY | DG8875 | POWERG | 100000908.jpg
100000909 | FUEL LEVEL SENSOR TYPE SMALL | DG8876 | POWERG | 100000909.jpg
100000910 | VALVE 905-015 | 905-015 | POWERG | 100000910.jpg
100000912 | SOLENOID VALVE 3018453 | 3018453 | POWERG | 100000912.jpg
100000913 | SPRING 3165977 J - 0308477 | 3165977 J - 0308477 | POWERG | 100000913.jpg
100000914 | SPRING 3165977 J - 0308477 | DG8881 | POWERG | 100000914.jpg
100000915 | J- SPRING 3165976 | 3165976 | POWERG | 100000915.jpg
100000916 | SEAL 15P7818-1008477 | 157818-1008477 | POWERG | 100000916.jpg
100000919 | SEAL SE 145B/12 | PERKINS - SE 145B/12 | POWERG | 100000919.jpg
100000921 | BOLT 150-9426 | 150-9426 | POWERG | 100000921.jpg
100000925 | CUMMINS STUD 9L0553 | CUMMINS - 9L0553 | POWERG | 100000925.jpg
100000926 | PERKINS GASKET 3688C001 | 3688C001 | POWERG | 100000926.jpg
100000928 | CAT GASKET 5L-3773 | CAT - 5L-3773 | POWERG | 100000928.jpg
100000929 | CAT - SPACER 5S-9062 | CAT - 5S-9062 | POWERG | 100000929.jpg
100000930 | FG WILSON OIL PRESSURE SENDER 622-337 | FG WILSON - 622-337 | POWERG | 100000930.jpg
100000931 | PERKINS SEAL VALVE STEM 33817117 | 33817117 | POWERG | 100000931.jpg
100000932 | VALVE TIRE 16126-4001 | 16126-4001 | POWERG | 100000932.jpg
100000933 | FRONT OIL SEAL 554/115 | 554/115 | POWERG | 100000933.jpg
100000934 | OLYMPIAN SWITCH 622-340 | 622-340 | POWERG | 100000934.jpg
100000935 | PERKINS BEARING 263/7 | 263/7 | POWERG | 100000935.jpg
100000938 | CAT SPRING 281-4902 J | CAT - 281-4902 J | POWERG | 100000938.jpg
100000941 | SEAL LIP TYPE 235-2484 | 235-2484 | POWERG | 100000941.jpg
100000944 | GUIDE VALVE 3202210 | 3202210 | POWERG | 100000944.jpg
100000945 | FITTING FITS CATERPILER 4B4550 | 4B4550030411 | POWERG | 100000945.jpg
100000946 | STARTER MOTOR 24V CUMMINS 3632273 | CUMMINS 3632273 / 3636818 | POWERG | 100000946.jpg
100000949 | High Voltage Glass Passivated Plastic Rectifier | RTE15KV | POWERG | 100000949.jpg
100000950 | SUNTEC B2TA8851 OIL PUMP , 16GPH, 3450 RPM, 300PSI | SUNTEC B2TA8851 | POWERG | 100000950.jpg
100000952 | OIL PRESSURE SENDER VDO 3015237 | VDO 3015237 | POWERG | 100000952.jpg
100000954 | AVR R250-110V | R250-110V | POWERG | 100000954.jpg
100000956 | EXHUAST CLAMP 245-00035003-000 | 245-00035003-000 | POWERG | 100000956.jpg
100000957 | SHUT-OFF VALVE DIESEL ENGINE 3096857 | 3096857 | POWERG | 100000957.jpg
100000958 | CUTLER HAMMER SIZE 3,4 POLE 6-288/6-286 | 6-288/6-286 | POWERG | 100000958.jpg
100000960 | 3 PHASE MULTIMETER | N/A | POWERG | 100000960.jpg
100000961 | WELD METAL 70MM 3/4 115 | 70MM 3/4 115 | POWERG | 100000961.jpg
100000962 | IP65 400W 220V OUTDOOR FLOOD LIGHT FIXTURE | P65 400W | ELEC | 100000962.jpg
100000963 | BENTLEY FIXTURE PROJECTOR LIGHT IP65/400 WATT 220V 50HZ | IP65/400 WATT 220V | ELEC | 100000963.JPG
100000964 | TOSHIBA FLUORESCENT TUBE LIGHT FL40T8D/63 120CM X 36 WATT | FL40T8D/63 | ELEC | 100000964.jpg
100000965 | LAMP CFL 18 WATT SCREW TYPE | ELT1005 | ELEC | 100000965.jpg
100000966 | LAMP CFL 13 WATT SCREW TYPE | ELT1006 | ELEC | 100000966.jpg
100000967 | LAMP CFL 24 WATT SCREW TYPE | ELT1007 | ELEC | 100000967.jpg
100000968 | FLUORESCENT TUBE LIGHT FL20T8D/18 60CM X 18 W | FL20T8D/18 | ELEC | 100000968.jpg
100000969 | ROYAL EXHAUST FAN 12" PLASTIC | ELT1009 | ELEC | 100000969.JPG
100000970 | ELECTRICAL CABLE 3 X 2.5MM MADE IN TURKEY | ELT1011 | ELEC | 100000970.jpg
100000971 | ELECTRICAL CABLE 3 X 4MM MADE IN TURKEY | ELT1012 | ELEC | 100000971.jpg
100000972 | ELECTRICAL CABLE 3 X 10MM MADE IN TURKEY | ELT1013 | ELEC | 100000972.jpg
100000973 | ELECTRICAL CABLE 2 X 4MM MADE IN TURKEY | ELT1014 | ELEC | 100000973.jpg
100000974 | ELECTRICAL CABLE 4 X 4MM MADE IN TURKEY | ELT1016 | ELEC | 100000974.jpg
100000975 | ELECTRICAL CABLE 4 X 6MM MADE IN TURKEY | ELT1017 | ELEC | 100000975.jpg
100000976 | ELECTRICAL CABLE 2 X 6MM 0.6/1 KV MADE IN TURKEY | ELT1018 | ELEC | 100000976.jpg
100000977 | FLUORESCENT FIXTURE LIGHT 2 X 120CM 36W COMPLETE SET | ELT1019 | ELEC | 100000977.JPG
100000978 | ZIP TIES / CABLE TIE CV-150 L:150MM X W:3.6MM | ELT1020 | ELEC | 100000978.jpg
100000979 | ELECTRICAL CABLE 1 X 1.5MM MADE IN TURKEY | ELT1021 | ELEC | 100000979.jpg
100000980 | INDUCTIVE BALLAST / CHOCK 220-40 W (STEEL) | ELT1023 | ELEC | 100000980.jpg
100000981 | INDUCTIVE BALLAST / CHOCK 150W 220V 50HZ | G3F 199071-1021-L | ELEC | 100000981.jpg
100000982 | CARLO BEZZI INDUCTIVE BALLAST FOR HIGH PRESSURE MERCURY LAMP 400W 220V 50HZ | Q400 | ELEC | 100000982.jpg
100000983 | ELECTRICAL CABLE 2 X 2.5MM MADE IN TURKEY | ELT1026 | ELEC | 100000983.jpg
100000984 | FAN SWITCH / DIMMER ROYAL | ELT1027 | ELEC | 100000984.jpg
100000985 | SINGLE UNDER WALL LIGHT SWITCH 220 V 20 AMP MADE IN TURKEY | ELT1029 | ELEC | 100000985.jpg
100000986 | VIKO SINGLE UNDER WALL SOCKET 20 AMP 220V MADE IN TURKEY | ELT1030 | ELEC | 100000986.jpg
100000987 | VIKO SURFACE MOUNT SINGLE SOCKET W/ COVER 220 V 20 AMP MADE IN TURKEY | ELT1031 | ELEC | 100000987.jpg
100000988 | DOUBLE ABOVE WALL SOCKET 220 V 25 AMP MADE IN TURKEY | ELT1032 | ELEC | 100000988.JPG
100000989 | DOUBLE UNDER WALL SOCKET 220 V 25 AMP MADE IN TURKEY | ELT1033 | ELEC | 100000989.jpg
100000990 | DOUBLE GANG LIGHT SWITCH 220V 25AMP MADE IN TURKEY | ELT1034 | ELEC | 100000990.jpg
100000991 | VIKO SURFACE MOUNT DOUBLE GANG LIGHT SWITCH 220 V 25 AMP MADE IN TURKEY | ELT1035 | ELEC | 100000991.jpg
100000992 | VIKO SURFACE MOUNT SINGLE LIGHT SWITCH 220 V 20 AMP MADE IN TURKEY | ELT1036 | ELEC | 100000992.jpg
100000993 | E27 BASE SCREW THREAD BULB SOCKET LAMP HOLDER (WHITE) | ELT1039 | ELEC | 100000993.jpg
100000994 | PROJECTOR HALOGEN BULB 400 W | ELT1040 | ELEC | 100000994.jpg
100000995 | OSRAM PROJECTOR HALOGEN BULB 500 W | ELT1041 | ELEC | 100000995.jpg
100000996 | FANCY HOLDER | ELT1042 | ELEC | 100000996.jpg
100000997 | OSRAM PROJECTOR LAMP POWERSTAR 150 W RX7S-24 220V | RX7S-24 | ELEC | 100000997.jpg
100000998 | OSRAM PROJECTOR HALOGEN BULB 1000 W | ELT1045 | ELEC | 100000998.jpg
100000999 | FLUORESCENT TUBE LIGHT F8T5D 8W X 30CM | F8T5D | ELEC | 100000999.jpg
100001000 | PROJECTOR LIGHT MASTER HPI- T PLUS 400 WATT | ELT1047 | ELEC | 100001000.jpg
100001001 | VIKO SURFACE MOUNT DISTRIBUTION BOX 4 CIRCUIT BREAKER | ELT1051 | ELEC | 100001001.jpg
100001002 | STARTER FOR FLUORESCENT TUBE LIGHT 22 WATT | ELT1054 | ELEC | 100001002.jpg
100001003 | LEGRAND CIRCUIT BREAKER C50 400V 3P | C50 | ELEC | 100001003.jpg
100001004 | LEGRAND CIRCUIT BREAKER B40 400V 3P | B40 | ELEC | 100001004.jpg
100001005 | VIKO CIRCUIT BREAKER 1P B32 230-400VAC | TS5018-1 | ELEC | 100001005.jpg
100001006 | LEGRAND CIRCUIT BREAKER C40 230/400V 1P | C40 | ELEC | 100001006.jpg
100001007 | VIKO CIRCUIT BREAKER 3P B32 400V | B32 | ELEC | 100001007.jpg
100001008 | VIKO CIRCUIT BREAKER 1P C20 230/400V | 4VTB-C20 | ELEC | 100001008.jpg
100001009 | LEGRAND CIRCUIT BREAKER B10 230/400V 1P | B10 | ELEC | 100001009.jpg
100001010 | VIKO CIRCUIT BREAKER 1P C16 230/400V | 4VTB-C16 | ELEC | 100001010.jpg
100001011 | LEGRAND CIRCUIT BREAKER B63 230/400V 1P | B63 | ELEC | 100001011.jpg
100001012 | VIKO CIRCUIT BREAKER 1P B25 230/400V | 4VTB-B25 | ELEC | 100001012.jpg
100001013 | LAMP / BULB 100 WATT SCREW TYPE | ELT1065 | ELEC | 100001013.jpg
100001014 | LAMP / BULB 60 WATT SCREW TYPE | ELT1066 | ELEC | 100001014.jpg
100001015 | ELECTRICAL TAPE | ELT1067 | ELEC | 100001015.jpg
100001016 | ELECTRONIC BALLAST POWER 40W 30W 20W X 2 INPUT AC 100V-280V | ELT1070 | ELEC | 100001016.jpg
100001017 | CABLE CLIP 7MM | ELT1072 | ELEC | 100001017.jpg
100001018 | CABLE CLIP 12MM | ELT1073 | ELEC | 100001018.jpg
100001019 | CABLE CLIP 10MM | ELT1074 | ELEC | 100001019.jpg
100001020 | CABLE CLIP 8MM | ELT1075 | ELEC | 100001020.jpg
100001021 | Wire Nut Connector 4mm | ELT1076 | ELEC | 100001021.jpg
100001022 | WIRE NUT CONNECTOR 4MM | ELT1078 | ELEC | 100001022.jpg
100001023 | CABLE TRUNKING /CONDUIT 25X16MM | ELT1079 | ELEC | 100001023.jpg
100001024 | MALE PLUG 16AMP | 16AMP | ELEC | 100001024.jpg
100001025 | MALE PLUG 2P 220-250VAC WATER PROOF | ELT1083 | ELEC | 100001025.jpg
100001026 | VIKO CIRCUIT BREAKER 3P B63 400V | 6VTB-B63 | ELEC | 100001026.jpg
100001027 | ELECTRICAL CABLE 1 X 2.5MM MADE IN TURKEY | ELT1087 | ELEC | 100001027.jpg
100001028 | INDUSTRIAL POWER CORD 50 MTR | ELT1089 | ELEC | 100001028.jpg
100001029 | EXHAUST FAN 10" PLASTIC 220V | ELT1091 | ELEC | 100001029.jpg
100001030 | EXHAUST FAN 18" STEEL ROUND TYPE | ELT1092 | ELEC | 100001030.jpg
100001031 | FLUORESCENT FIXTURE TUBE LIGHT 1X120CM 36W | ELT1093 | ELEC | 100001031.jpg
100001032 | EXTENSION CORD/POWER CENTER 6 OUTLETS | ELT1094 | ELEC | 100001032.jpg
100001033 | BREAKER 1 PHASE 100 AMP | ELT1095 | ELEC | 100001033.jpg
100001034 | SINGLE SOCKET ABOVE WALL WATERPROOF | ELT1096 | ELEC | 100001034.JPG
100001035 | LAMP CFL 8W 220V 50HZ SCREW TYPE | ELT1097 | ELEC | 100001035.jpg
100001036 | FLUORESCENT LIGHT TLD 10 WATT BUG KILLER | ELT1099 | ELEC | 100001036.jpg
100001037 | MAGNETIC CONTACTOR 40 AMP 220-240VAC 50-60HZ 3P | ELT1103 | ELEC | 100001037.JPG
100001038 | LEGRAND CIRCUIT BREAKER B50 230/400V 1P | B50 | ELEC | 100001038.jpg
100001039 | TELEMECANIQUE MAGNETIC CONTACTOR LC1D1810 32 AMP 440-465VAC 50HZ 3P | LC1D1810 | ELEC | 100001039.jpg
100001040 | TELEMECANIQUE MAGNETIC CONTACTOR LC1D0910 16 AMP 230VAC 50HZ 3P | LC1D0910 | ELEC | 100001040.jpg
100001041 | CABLE TRUNKING /CONDUIT 40X40MM | ELT1108 | ELEC | 100001041.jpg
100001042 | PVC TRUNKING / PANDUIT 60 X 60MM | ELT1110 | ELEC | 100001042.jpg
100001043 | PROJECTOR LIGHT 250 W PHILIPS | ELT1112 | ELEC | 100001043.jpg
100001044 | GROUND ROD 18MMX3M | ELT1115 | ELEC | 100001044.jpg
100001045 | GROUND ROD 18MMX1.5M | ELT1116 | ELEC | 100001045.jpg
100001046 | GROUND ACRON CLIP | ELT1117 | ELEC | 100001046.jpg
100001047 | EXHAUST FAN 6" PLASTIC ROUND | ELT1118 | ELEC | 100001047.JPG
100001048 | EXHAUST FAN 8" PLASTIC ROUND | ELT1119 | ELEC | 100001048.JPG
100001049 | ELECTRONIC BALLAST (HF REGULATOR) 36 WATT-(10 LINE) | ELT1120 | ELEC | 100001049.jpg
100001050 | IP54 BULK HEAD FIXTURE AS PER SAMPLE PICTURE | ELT1122 | ELEC | 100001050.jpg
100001051 | ELECTRICAL CABLE 3 X 6MM MADE IN TURKEY | ELT1125 | ELEC | 100001051.jpg
100001052 | CABLE GLAND PG 21 | ELT1131 | ELEC | 100001052.jpg
100001053 | PELSAN AYDINLATMA AQUA LIGHT FIXTURE 2 X 18W X 60CM 230V 50HZ | ELT1137 | ELEC | 100001053.jpg
100001054 | CEILING FAN 56" 220V | ELT1141 | ELEC | 100001054.JPG
100001055 | BULB, 120 V, 1000 W, GENERAL ELECTRIC P/N 20383 | ELT1144 | ELEC | 100001055.JPG
100001056 | BALLAST 4X18-230-240 WATT PLASTIC OSRAM | ELT1145 | ELEC | 100001056.JPG
100001057 | ELECTRICAL CABLE 4 X 35MM MADE IN TURKEY | ELT1147 | ELEC | 100001057.jpg
100001058 | PHOTO CELL 10 AMP 220 VAC 50/60 HZ | ELT1151 | ELEC | 100001058.jpg
100001059 | JOINT BOX 15CMX15CM PLASTIC | ELT1154 | ELEC | 100001059.jpg
100001060 | JOINT BOX 25CMX20CM PLASTIC | ELT1155 | ELEC | 100001060.jpg
100001061 | GROUNDING CABLE 1X16MM | ELT1156 | ELEC | 100001061.jpg
100001062 | GROUNDING CABLE 1X 2.5MM | ELT1157 | ELEC | 100001062.jpg
100001063 | ELECTRICAL PVC INSULATION TAPE 18MM X 10Y | ELT1158 | ELEC | 100001063.jpg
100001065 | ELECTRICAL TAPE WATER PROOF BLACK | ELT1159 | ELEC | 100001065.jpg
100001066 | ONE HOLE O.D. TUBING EMT CLAMP 3/4" | ELT1162 | ELEC | 100001066.jpg
100001067 | TEST BREAKER 20 AMP 2 PHASE | ELT1168 | ELEC | 100001067.jpg
100001068 | TEST BREAKER 32AMP 4 PHASE | ELT1169 | ELEC | 100001068.JPG
100001069 | LEGRAND CIRCUIT BREAKER 20 AMPERE 4P 220-380VAC |  | ELEC | 100001069.jpg
100001070 | PHILIPS ADVANCE BALLAST 2 X 36W 277V (ICN-2M32-MC) | ICN-2M32-MC | ELEC | 100001070.jpg
100001071 | HVG HIGH VOLTAGE GREASE 500 GRAMS. |  | ELEC | 100001071.jpg
100001072 | LEGRAND MAIN CIRCUIT BREAKER DPX250 200A 400VAC 50-60HZ 3P | DPX250 | ELEC | 100001072.jpg
100001073 | CABLE TRUNKING / PANDUIT 25 X 25MM | ELT1187 | ELEC | 100001073.jpg
100001074 | PANEL BOARD LED INDICATOR PANEL MOUNT (GREEN) 220V 20MA | AD22-22DS | ELEC | 100001074.jpg
100001075 | PANEL BOARD LED INDICATOR PANEL MOUNT (RED) 220V 20MA | AB22-22D8 | ELEC | 100001075.jpg
100001076 | PANEL BOARD LED INDICATOR PANEL MOUNT (YELLOW) 220V 20MA | AD16-22D\S | ELEC | 100001076.jpg
100001077 | FLEXIBLE CONDUIT 1/2" | ELT1198 | ELEC | 100001077.jpg
100001078 | ELECTRICAL RUBBER GLOVES LONG SIZE | ELT1201 | ELEC | 100001078.jpg
100001079 | EXHAUST FAN 4" PLASTIC ROUND TYPE | ELT1205 | ELEC | 100001079.jpg
100001080 | FIRE ALARM PULL DOWN | ELT1208 | ELEC | 100001080.JPG
100001081 | HEPOL 66SW320 SWITCH DISCONNECTOR 20A 500VAC 50HZ | 66SW320 | ELEC | 100001081.jpg
100001082 | GROUNDING CABLE 1X10MM | ELT1224 | ELEC | 100001082.jpg
100001083 | LAMP 150 WATT (SATCO) | ELT1227 | ELEC | 100001083.jpg
100001084 | PHILIPS LAMP 400 WATT HPI-T | ELT1228 | ELEC | 100001084.JPG
100001085 | LAMP 100 WATT (SATCO) | ELT1231 | ELEC | 100001085.jpg
100001086 | LAMP 32 WATT (SATCO) | ELT1232 | ELEC | 100001086.JPG
100001087 | LAMP 400 WATT METAL HALIDE LAMP SATCO | ELT1233 | ELEC | 100001087.JPG
100001088 | LITHONIA LIGHTING PG 21U REFLECTORS, HID FIXTURE (PART F)(SUPERBAY 14 REFLECTOR ) | HID FIXTURE PART F PG21 U | ELEC | 100001088.JPG
100001089 | LITHONIA LIGHTING PG 16U REFLECTORS, HID FIXTURE (PART E)(SUPERBAY GLASS LENS CAT BLLR14 ) | PG 16U | ELEC | 100001089.JPG
100001090 | IGNITOR 220/240V 50/60HZ SODIUM AND METAL LAMP 400W | ELT1246 | ELEC | 100001090.JPG
100001091 | LEGRAND CIRCUIT BREAKER C80 230/400V 3P | C80 | ELEC | 100001091.jpg
100001092 | ELECTRICAL CABLE 4 X 50MM MADE IN TURKEY | ELT1249 | ELEC | 100001092.jpg
100001093 | HOLDER FOR PROJECTOR LIGHT 500W | ELT1251 | ELEC | 100001093.jpg
100001094 | ELECTRICAL CABLE 5 X 10MM MADE IN TURKEY | ELT1254 | ELEC | 100001094.jpg
100001095 | EMT CLAMP 2" | ELT1257 | ELEC | 100001095.jpg
100001096 | LEGRAND CIRCUIT BREAKER B16 400V 3P | B16 | ELEC | 100001096.jpg
100001097 | LEGRAND CIRCUIT BREAKER B25 25AMP 3 PHASE | ELT1261 | ELEC | 100001097.jpg
100001098 | MOELLER MAGNETIC CONTACTOR DIL M(C)17 35 AMP 24VAC 50-60HZ 3P | ELT1265 | ELEC | 100001098.jpg
100001099 | LITHONIA TH ( 400 W, 120/208 240/277 VOLT MADE IN USA SIZE SMALL ) TB HSG LIGHTING (LUMINAIRE FITTING) | ELT1266 | ELEC | 100001099.JPG
100001100 | OEZ CIRCUIT BREAKER 3P B100 220-400V | B100 | ELEC | 100001100.jpg
100001101 | FUSE BOX PVC FOR 18 BREAKERS | ELT1275 | ELEC | 100001101.jpg
100001102 | SWITCH LIGHT TWO WAY 3PDT 220V 10AMP (WIKSEL) | ELT1277 | ELEC | 100001102.jpg
100001103 | FLOAT SWITCH MR-M15-2 | MR-M15-2 | ELEC | 100001103.JPG
100001104 | ELECTRICAL CABLE 3 X 150MM MM MADE IN TURKEY | ELT1282 | ELEC | 100001104.jpg
100001105 | GROUNDING CABLE 1 X 25MM | ELT1283 | ELEC | 100001105.jpg
100001106 | ELECTRICAL CABLE 4 X 150MM MADE IN TURKEY | ELT1285 | ELEC | 100001106.jpg
100001107 | ELECTRICAL CABLE 4 X 120MM MADE IN TURKEY | ELT1286 | ELEC | 100001107.jpg
100001108 | CRIMP LUGS 150MM ALUMINUM | ELT1291 | ELEC | 100001108.jpg
100001110 | ELECTRICAL CABLE 1 X 3.31MM2 (BLACK, YELLOW, RED, BLUE) | ELT1297 | ELEC | 100001110.jpg
100001111 | GROUNDING CABLE 1 X 3.31MM2 | ELT1298 | ELEC | 100001111.jpg
100001112 | FLEXIBLE CONDUIT 3/4" BLACK | ELT1299 | ELEC | 100001112.jpg
100001113 | CRIMP LUGS 25MM ALUMINUM | ELT1300 | ELEC | 100001113.jpg
100001114 | CRIMP LUGS 16MM ALUMINUM | ELT1301 | ELEC | 100001114.jpg
100001115 | CRIMP LUG 35MM | SC35-8 | ELEC | 100001115.jpg
100001116 | CRIMP LUGS 10MM ALUMINUM | ELT1303 | ELEC | 100001116.jpg
100001117 | CRIMP LUGS 50MM | JM50-10 | ELEC | 100001117.jpg
100001118 | CRIMP LUGS 70MM | JM70-10 | ELEC | 100001118.jpg
100001119 | EXIT LIGHT FIXTURE ISO9001 CE COMPLETE | ELT1310 | ELEC | 100001119.JPG
100001120 | OSRAM SECURITY PROJECTOR BULB-1000W 240V | ELT1311 | ELEC | 100001120.jpg
100001121 | PHOTO CELL 16 AMP | ELT1314 | ELEC | 100001121.jpg
100001122 | GROUNDING CABLE 1 X 1.5MM | ELT1315 | ELEC | 100001122.jpg
100001123 | DUCT TAPE 2" GRAY | ELT1319 | ELEC | 100001123.jpg
100001124 | INDUCTIVE BALLAST FOR HIGH PRESSURE MERCURY LAMP 250W 230V 50HZ | 250W | ELEC | 100001124.JPG
100001125 | ELECTRICAL CABLE 4 X 240MM MADE IN TURKEY | ELT1340 | ELEC | 100001125.jpg
100001126 | SCAME ISOLATOR SWITCH DISCONNECTOR 32A 400VAC | EN60947-3 | ELEC | 100001126.JPG
100001127 | ELECTRICAL CABLE 2 X 1.5MM 300/500V MADE IN TURKEY | ELT1346 | ELEC | 100001127.jpg
100001128 | EXHAUST FAN 14" STEEL | ELT1347 | ELEC | 100001128.JPG
100001129 | OSRAM EZ-TRONIC BALLAST 4 X L 18WATT, 2 X 36 WATT 220-230VAC 50HZ |  | ELEC | 100001129.jpg
100001130 | INDUCTIVE BALLAST / CHOCK 125 W (STEEL) | ELT1357 | ELEC | 100001130.jpg
100001131 | ELECTRICAL CABLE 5 X 6MM MADE IN TURKEY | ELT1359 | ELEC | 100001131.jpg
100001132 | ELECTRICAL CABLE 1 X 4MM 450/750V MADE IN TURKEY | ELT1360 | ELEC | 100001132.jpg
100001133 | ELECTRICAL CABLE 1 X 95MM MADE IN TURKEY | ELT1362 | ELEC | 100001133.jpg
100001134 | ELECTRICAL CABLE 4 X 10MM MADE IN TURKEY | ELT1363 | ELEC | 100001134.jpg
100001135 | ELECTRICAL CABLE 4 X 16MM MADE IN TURKEY | ELT1364 | ELEC | 100001135.jpg
100001136 | ELECTRICAL CABLE 4 X 2.5MM MADE IN TURKEY | ELT1365 | ELEC | 100001136.jpg
100001137 | ELECTRICAL CABLE 5 X 4MM MADE IN TURKEY | ELT1366 | ELEC | 100001137.jpg
100001138 | CABLE CLIP 18MM | ELT1367 | ELEC | 100001138.jpg
100001140 | GROUNDING CABLE 1 X 35MM | ELT1369 | ELEC | 100001140.jpg
100001141 | GROUNDING CABLE 1 X 6MM | ELT1370 | ELEC | 100001141.jpg
100001142 | ZIP TIE / CABLE TIE CV-200A L: 203MM X W: 3.6 | 200MM | ELEC | 100001142.jpg
100001143 | CEILING FAN 220V 48" | ELT1374 | ELEC | 100001143.JPG
100001144 | LEGRAND CIRCUIT BREAKER B20 400V 3P | B20 | ELEC | 100001144.jpg
100001145 | LEGRAND CIRCUIT BREAKER B10 400V 2P | B10 | ELEC | 100001145.jpg
100001146 | CUTTLER HAMMER CIRCUIT BREAKER FD35K 60AMP 600VAC 3P | FD35K | ELEC | 100001146.jpg
100001147 | BACO CNS-400 MAIN CIRCUIT BREAKER 400AMP 220V/400V 3P | CNS-400 | ELEC | 100001147.jpg
100001148 | TAIAN MAGNETIC CONTACTOR CN-16S 24 AMP 208-230VAC 50HZ 3P | CN-16S | ELEC | 100001148.JPG
100001149 | CONTACTOR 50AMP 3PHASE (Model: LC1 D3210, Telecommunication) | LC1 D3210 | ELEC | 100001149.JPG
100001150 | SIEMENS CONTACTOR 3TF45 80AMP 3P 230C 15KW | 3TF45 | ELEC | 100001150.JPG
100001151 | EMT CLAMP 1.5" | ELT1394 | ELEC | 100001151.jpg
100001152 | FLEXIBLE CONDUIT 1 1/2" GREY | ELT1396 | ELEC | 100001152.jpg
100001153 | SURFACE MOUNT DISTRIBUTION BOX 10 CIRCUIT BREAKER | ELT1397 | ELEC | 100001153.jpg
100001154 | CABLE TRUNKING /CONDUIT 60X40MM | ELT1398 | ELEC | 100001154.jpg
100001155 | CABLE TRUNKING /CONDUIT 50X50MM | ELT1399 | ELEC | 100001155.jpg
100001156 | QES 300 MONO ELECTRICAL CONTROL PUMP MOTOR 3HP 2.2KW 230VAC 5-60HZ IP55 | QES 300 MONO | ELEC | 100001156.JPG
100001157 | ELECTRICAL CONTROL PUMP MOTOR 10HP 7.5KW 18 AMP 220VAV 50HZ | ELT1401 | ELEC | 100001157.JPG
100001158 | DEAD BREAK ELBOW CONNECTOR 8.3/14.4KV 200AMP | ELT1402 | POWERG | 100001158.jpg
100001159 | T8 U-BEND FLOURECENT LAMP 31WATT | ELT1409 | ELEC | 100001159.jpg
100001160 | LEGRAND SELECTOR SWITCH 25-32AMP 220VAC 7.5KW | LEGRAND - 6290 40 | ELEC | 100001160.JPG
100001161 | EXHAUST FAN 8" METAL | ELT1425 | ELEC | 100001161.JPG
100001162 | EXHAUST FAN COVER STEEL 60X60CM | ELT1426 | ELEC | 100001162.jpg
100001163 | OSRAM FLUORESCENT STARTER 4 - 65W 220-240VAC | ELT1431 | ELEC | 100001163.jpg
100001164 | FLUORESCENT TUBE LIGHT HOLDER | G13-F66 | ELEC | 100001164.jpg
100001165 | GFCI SWITCH SOCKET | ELT1437 | ELEC | 100001165.JPG
100001166 | EXHAUST FAN 12" STEEL | ELT1447 | ELEC | 100001166.JPG
100001167 | MOUNTING ISOLATOR SWITCH 100AMP 400 VAC 3P | ELT1449 | ELEC | 100001167.JPG
100001168 | PANEL ANALOG VOLT METER, 0 - 500 VOLT | ELT1452 | ELEC | 100001168.JPG
100001169 | CABLE CLIP 5MM | ELT1453 | ELEC | 100001169.jpg
100001170 | RAY TECH MAGIC JOINT 35 - MAGIC JOINT 50 | ELT1454 | ELEC | 100001170.jpg
100001171 | CABLE RESIN JOINT KIT, 14-32MM | 90A-02 | ELEC | 100001171.jpg
100001172 | PROJECTOR LIGHT GAS/METAL HALIDE LAMP 250 W | ELT1458 | ELEC | 100001172.jpg
100001173 | CRIMP LUGS 95MM ALUMINUM | ELT1459 | ELEC | 100001173.jpg
100001174 | HUBBELL PILOT SWITCH LIGHT 15 AMP 120 VOLTS | ELT1462 | ELEC | 100001174.JPG
100001175 | SCHNEIDER ELECTRIC CONTACTOR - (3 POLE WITH 1 NO & 1 NC, 24 VAC/50 HZ COIL VOLTAGE 25 AMP) | ELT1463 | ELEC | 100001175.JPG
100001176 | LEGRAND DPX125 MAIN CIRCUIT BREAKER 125AMP 230-400VAC 50-60HZ 3P | LEGRAND DPX125 | ELEC | 100001176.JPG
100001177 | INDUCTIVE BALLAST / CHOCK 20 W (STEEL) | ELT1466 | ELEC | 100001177.JPG
100001178 | CRIMP LUGS 120MM ALUMINUM | ELT1471 | ELEC | 100001178.jpg
100001179 | CRIMP LUGS 185MM ALUMINUM | ELT1472 | ELEC | 100001179.jpg
100001180 | CRIMP LUGS 240MM ALUMINUM | ELT1473 | ELEC | 100001180.jpg
100001181 | CRIMP LUGS 300MM ALUMINUM | ELT1474 | ELEC | 100001181.jpg
100001182 | GEWISS GW 70 432 SWITCH DISCONNECTOR 16A 500VAC 3P | GEWISS GW 70 432 | ELEC | 100001182.JPG
100001183 | FAN SWITCH / DIMMER BIG KNOB (CEILING FAN SPEED REGULATOR 230V 50HZ 1400MM) | ELT1476 | ELEC | 100001183.JPG
100001184 | JOINT BOX 100MM X 100MM X 70 PLASTIC | ELT1479 | ELEC | 100001184.jpg
100001185 | GROUNDING CABLE 1 X 4MM | ELT1480 | ELEC | 100001185.jpg
100001186 | DOUBLE SOCKET ON THE WALL (LEGRAND) | ELT1484 | ELEC | 100001186.JPG
100001187 | ELECTRICAL CABLE 5 X 16MM MADE IN TURKEY | ELT1485 | ELEC | 100001187.jpg
100001188 | SIEMENS TEST BREAKER 100 AMP 4POLE | ELT1486 | ELEC | 100001188.JPG
100001189 | PUSH ON, CRIMP CONNECTOR, SMALL | ELT1487 | ELEC | 100001189.JPG
100001190 | PLASTIC TERMINAL CONNECTOR 6A | ELT1488 | ELEC | 100001190.JPG
100001191 | PLASTIC TERMINAL CONNECTOR 10A | ELT1489 | ELEC | 100001191.JPG
100001192 | PLASTIC TERMINAL CONNECTOR 6MM 60AMP | ELT1490 | ELEC | 100001192.JPG
100001193 | PLASTIC TERMINAL CONNECTOR 30A | ELT1491 | ELEC | 100001193.JPG
100001194 | LEGRAND CIRCUIT BREAKER B6 230/400V 1P | B6 | ELEC | 100001194.JPG
100001195 | LEGRAND DPX 250 MAIN CIRCUIT BREAKER 250 AMP 220-400VAC 3P | LEGRAND DPX 250 | ELEC | 100001195.JPG
100001196 | HAGEL MAIN CIRCUIT BREAKER 160 AMP 240-415 VAC 50-60HZ 3P | IEC60947-2 | ELEC | 100001196.JPG
100001197 | SIEMENS VL400 MAIN CIRCUIT BREAKER 400 AMP 220-240V 50-60HZ 3P | VL400 | ELEC | 100001197.JPG
100001198 | MERLIN GERIN MAIN CIRCUIT BREAKER 630 AMP 250VAC 3P | ELT1499 | ELEC | 100001198.jpg
100001199 | LAMP 150 WATT SCREW TYPE (METAL HALIDE LAMP) | ELT1501 | ELEC | 100001199.JPG
100001200 | EXHAUST FAN COVER 15X15 CM | ELT1504 | ELEC | 100001200.JPG
100001201 | ELECTRICAL CABLE 1 X 10MM | ELT1511 | ELEC | 100001201.jpg
100001202 | ELECTRICAL CABLE 1 X 16MM | ELT1512 | ELEC | 100001202.jpg
100001203 | ELECTRICAL CABLE 1 X 35MM | ELT1513 | ELEC | 100001203.jpg
100001204 | OVERLOAD RELAY 10-16AMP 6000V IEC/EN 60947-5-1 | ELT1524 | ELEC | 100001204.JPG
100001205 | MOELLER 3TF44 MAGNETIC CONTACTOR 45 AMP 220VAC 50-60HZ 3P | 3TF44 | ELEC | 100001205.JPG
100001206 | SIEMENS MAGNETIC CONTACTOR 3TF41 25 AMP 220VAC 50HZ 3P | 3TF41 | ELEC | 100001206.jpg
100001207 | CONTACTOR 20 AMP 220VAC 50HZ 3P | ELT1528 | ELEC | 100001207.JPG
100001208 | HIGH PRESSURE SODIUM LAMP 250 WATT 220V | 250W | ELEC | 100001208.JPG
100001209 | EXHAUST FAN 24" STEEL | ELT1541 | ELEC | 100001209.JPG
100001210 | EXHAUST FAN 6" STEEL | ELT1542 | ELEC | 100001210.JPG
100001211 | PLUG MALE AND FEMALE 16-AMP 3 PHASE 380-VOLT | ELT1561 | ELEC | 100001211.JPG
100001212 | AXIAL FAN HRB/4-400-BPN 230VAC 50HZ 0.71AMP 0.16KW 1150RPM 1P44 CAP 4 UF400V -40/60C | ELT1564 | ELEC | 100001212.JPG
100001213 | ELECTRICAL CABLE 4 X 70MM MADE IN TURKEY | ELT1580 | ELEC | 100001213.jpg
100001214 | ELECTRICAL CABLE 3 X 240+120MM MADE IN TURKEY | ELT1581 | ELEC | 100001214.jpg
100001215 | ELECTRICAL CABLE 1 X 120MM MADE IN TURKEY | ELT1582 | ELEC | 100001215.jpg
100001216 | ELECTRICAL CABLE 4 X 95MM MADE IN TURKEY | ELT1583 | ELEC | 100001216.jpg
100001217 | PHOTO CELL 25 AMP | ELT1595 | ELEC | 100001217.jpg
100001218 | CFL 105 WATT 220 V SCREW TYPE (ECONOMY) | ELT1602 | ELEC | 100001218.JPG
100001219 | TEST BREAKER 25 AMP 2P | ELT1604 | ELEC | 100001219.jpg
100001220 | TEST BREAKER 25 AMP 4P | ELT1605 | ELEC | 100001220.jpg
100001221 | TEST BREAKER 40 AMP 4P | ELT1606 | ELEC | 100001221.JPG
100001222 | CONTACTOR 125AMP 220V 50-60 HZ (TELEMECANIQUE) | ELT1607 | ELEC | 100001222.jpg
100001223 | VS IGNITER 220/240V 50/60HZ , SODIUM AND METAL LAMP , 70-1000W, 4-5KVS | ELT1610 | ELEC | 100001223.JPG
100001224 | CRIMP LUGS 6MM ALUMINUM | ELT1615 | ELEC | 100001224.jpg
100001225 | ELECTRICAL CABLE 1X185MM MADE IN ARABIC | ELT1616 | ELEC | 100001225.jpg
100001226 | CIRCUIT BREAKER 10KA 120-240V 1P | 10KA | ELEC | 100001226.jpg
100001227 | WIRE NUT CONNECTOR 2MM | ELT1620 | ELEC | 100001227.jpg
100001228 | WIRE NUT CONNECTOR 6MM | ELT1621 | ELEC | 100001228.jpg
100001229 | WIRE NUT CONNECTOR 8MM | ELT1622 | ELEC | 100001229.jpg
100001230 | PANEL BOARD LED INDICATOR PANEL MOUNT (WHITE) 220V 20MA | ELT1624 | ELEC | 100001230.jpg
100001231 | PANEL BOARD LED INDICATOR PANEL MOUNT (BLUE) 220V 20MA | ELT1625 | ELEC | 100001231.jpg
100001232 | OVERLOAD RELAY 7-10AMP | ELT1626 | ELEC | 100001232.JPG
100001233 | TEST BREAKER 125 AMP 4POLE | ELT1627 | ELEC | 100001233.JPG
100001234 | TEST BREAKER 80 AMP 4POLE | ELT1628 | ELEC | 100001234.JPG
100001235 | TEST BREAKER 63 AMP 4POLE | ELT1629 | ELEC | 100001235.JPG
100001236 | COOPER BUSHING P/N 2637019B02 | ELT1630 | ELEC | 100001236.jpg
100001237 | COOPER GASKET FOR BUSHING P/N 0537980C06 | ELT1631 | ELEC | 100001237.jpg
100001238 | SCHNEIDER ELECTRIC CONTACT RELAY MRF.LC1K0610B7 | ELT1632 | ELEC | 100001238.JPG
100001239 | OVER LOAD RELAY 66-80AMP | ELT1635 | ELEC | 100001239.JPG
100001240 | OVER LOAD RELAY 135-160AMP | ELT1636 | ELEC | 100001240.JPG
100001241 | OVER LOAD RELAY 9-13AMP | ELT1637 | ELEC | 100001241.JPG
100001242 | OVER LOAD RELAY 23-32AMP | ELT1638 | ELEC | 100001242.JPG
100001243 | OVER LOAD RELAY 4-6AMP | ELT1639 | ELEC | 100001243.JPG
100001244 | OVER LOAD RELAY 17-25AMP LR2 D1322 TELEMECANIQUE | ELT1640 | ELEC | 100001244.JPG
100001245 | OVER LOAD RELAY 12-18AMP | ELT1641 | ELEC | 100001245.JPG
100001246 | FINDER TYPE 60.12 RELAY 10AMP 250VAC | ELT1642 | ELEC | 100001246.JPG
100001247 | A/C MAGNETIC CONTACTOR 16AMP, 220VOLT, 50HZ | ELT1643 | ELEC | 100001247.JPG
100001248 | SIEMENS MAIN CIRCUIT BREAKER 150 AMP 220-600VAC 5-60HZ 3P | SENTRON SERIES | ELEC | 100001248.JPG
100001249 | SQUARE D MAIN CIRCUIT BREAKER 90AMP 230-480 50-60HZ 3P | IEC 60 947-2 | ELEC | 100001249.JPG
100001250 | SIEMENS MAGNETIC CONTACTOR 3TB44 55AMP 240-280VAC 50-60HZ 3P | 3TB44 | ELEC | 100001250.jpg
100001251 | MAGNETIC CONTACTOR LC1 D40 11 60AMP 220VAC 50-60HZ 3P TELEMECANIQUE | ELT1647 | ELEC | 100001251.JPG
100001252 | DOUBLE CRIMP BUTT SPLICE 50MM | ELT1650 | ELEC | 100001252.jpg
100001253 | DOUBLE CRIMP BUTT SPLICE 95MM | ELT1651 | ELEC | 100001253.jpg
100001254 | DOUBLE CRIMP BUTT SPLICE 70MM | ELT1652 | ELEC | 100001254.jpg
100001255 | DOUBLE CRIMP BUTT SPLICE 35MM | ELT1653 | ELEC | 100001255.jpg
100001256 | DOUBLE CRIMP BUTT SPLICE 25MM | ELT1654 | ELEC | 100001256.jpg
100001257 | DOUBLE CRIMP BUTT SPLICE 16MM | ELT1655 | ELEC | 100001257.jpg
100001258 | DOUBLE CRIMP BUTT SPLICE 10MM | ELT1656 | ELEC | 100001258.jpg
100001259 | DOUBLE CRIMP BUTT SPLICE 6MM | ELT1657 | ELEC | 100001259.jpg
100001260 | K656LR-SG3 600AMP ELBOW | ELT1658 | ELEC | 100001260.jpg
100001261 | 1601A4 200AMP LOAD BREAK BUSHING INSERT | ELT1660 | POWERG | 100001261.jpg
100001262 | K650ETP ELASTIMOLD REDUCING TAP PLUG | ELT1663 | ELEC | 100001262.jpg
100001263 | DEAD BREAK CONNECTING PLUG 15-25KV | ELT1664 | POWERG | 100001263.jpg
100001264 | ABB GASKET FOR BIB BUSHING 1ZUA276301-AEC | ELT1665 | POWERG | 100001264.jpg
100001265 | DOUBLE GLAZED WINDOW GLASS, USE WITH uPVC WINDOW, 102CM X 73.5CM X 2CM WITH 0.4MM BLAST FILM AS PER SAMPLE PICTURE |  | CARP | 100001265.jpg
100001266 | ELECTRICAL CABLE 3 X 16MM MADE IN TURKEY | ELT1671 | ELEC | 100001266.jpg
100001267 | ELECTRICAL CABLE 1 X 50MM MADE IN TURKEY | ELT1672 | ELEC | 100001267.jpg
100001268 | ELECTRICAL CABLE 1 X 0.5MM MADE IN TURKEY | ELT1673 | ELEC | 100001268.jpg
100001269 | ELECTRICAL CABLE 3 X 1.5MM MADE IN TURKEY | ELT1674 | ELEC | 100001269.jpg
100001270 | ELECTRICAL CABLE 3 X 95MM MADE IN TURKEY | ELT1675 | ELEC | 100001270.jpg
100001271 | FLEXIBLE CONDUIT 1" | ELT1689 | ELEC | 100001271.jpg
100001272 | PANEL BOX DOOR LOCK | ELT1690 | ELEC | 100001272.jpg
100001273 | T-BODY ELBOW ARRESTER (ELB-35-600 ARRESTER) 600A 35KV FOR CABLE SIZE 2/0 15 KV CU 133% SH-PN. ELB-35-600 | ELB-35-600 | ELEC | 100001273.jpg
100001274 | DEAD BREAK CONNECTING PLUG 600/900 AMP 15/28-35 KV CLASS FOR CABLE SIZE 2/0 15 KV CU 133% SH-P#ELB15/28900CPCU | ELT1698 | POWERG | 100001274.jpg
100001275 | ESA-1 HEAT SHRINKABLE ELBOW SEALING ADAPTERS FOR 1/C JACKETED URD AND SHIELDED POWER CABLE. FOR CABLE SIZE 2/0 15 KV CU 133% SH-P#ESA-1 | ELT1699 | ELEC | 100001275.jpg
100001276 | ESA-2 HEAT SHRINKABLE ELBOW SEALING ADAPTERS FOR 1/C JACKETED URD AND SHIELDED POWER CABLE. FOR CABLE SIZE 750MCM 15 KV CU 133% SH-P#ESA-2 | ELT1700 | ELEC | 100001276.jpg
100001277 | ELB-15/28-600B20-C1 RAYCHEM (600/900 AMP 15/28 KV CLASS T-BODY ELBOW CONNECTOR) FOR CABLE SIZE 2/0 15 KV CU 133% SH-P#ELB-15/28-600B2 | ELT1701 | POWERG | 100001277.jpg
100001278 | ELB-15/28-600K750-C3 RAYCHEM (600/900 AMP 15/28 KV CLASS T-BODY ELBOW CONNECTOR. FOR CABLE SIZE 750MCM 15 KV CU 133% SH-P#ELB-15/28-600K7 | ELT1702 | POWERG | 100001278.jpg
100001279 | TERMINATION KIT. HVS-C-1521S RAYCHEM (IN LINE SPLICE FOR 1/C SHIELDED CABLE15 KV) FOR CABLE SIZE 2/0 15 KV CU 133% SH-P#HVS-C-1521S | ELT1703 | ELEC | 100001279.jpg
100001280 | TERMINATION KIT. HVS-C-1523S RAYCHEM (IN LINE SPLICE FOR 1/C SHIELDED CABLE 15 KV). FOR CABLE SIZE 750MCM 15 KV CU 133% SH-P#HVS-1523S | ELT1704 | ELEC | 100001280.jpg
100001281 | CHANGE OVER SWITCH 50AMP | ELT1705 | ELEC | 100001281.jpg
100001282 | LOCTITE 7471 SURFACE SOLVENT BASED | 7471 | ELEC | 100001282.jpg
100001283 | PLASTIC TERMINAL CONNECTOR 100A | ELT1743 | ELEC | 100001283.jpg
100001284 | 300MM TERMINATION KIT EPKT-17D3XIH1-D316-G58 | EPKT-17D3XIH1-D316-G58 | POWERG | 100001284.jpg
100001285 | RAYCHEM SCREENED SEPARABLE CONNECTOR 300MM, 600AMP T-BODY (RSTI-5855) | RSTI-5855 | ELEC | 100001285.jpg
100001286 | COLD SHARING, CS INDOOR TERM, HOSING, 15-28KV | ELT1747 | ELEC | 100001286.jpg
100001287 | ZIP TIE / CABLE TIE L: 380MM X W: 5MM | ELT1748 | ELEC | 100001287.jpg
100001288 | SIEMENS TEST BREAKER 16 AMP 2 PHASE | ELT1749 | ELEC | 100001288.jpg
100001289 | BUSHING 600A 15KV - 25KVCYCLOALIPHATIC EPOXY BUSHING 1201-625B2 | 1201-625B2 | POWERG | 100001289.jpg
100001290 | TERMINATION KIT FOR 95MM2 X CORE XLPE 24 KV NON ARMORED OUTDOOR CABLE. HEAT SHRINK WITH EARTHING KIT (TE RAYCHEM PART NO: EPKT-24D3XOH4G58-TR01) | EKT-24D3XOH4G58-TR01 | ELEC | 100001290.jpg
100001291 | DEADBREAK REDUCING TAP PLUG 15/25KV (K650RTP) | K650RT | POWERG | 100001291.jpg
100001292 | SURGE ARRESTOR 12,6-15 KV 5KA, 15 UR, 16 IS MADE IN TURKEY | 12,6-15 KV 5KA, 15 UR, 16 IS | POWERG | 100001292.jpg
100001293 | STAGE & STUDIO HALOGEN LAMP (EGT 1000W-120V | ELT1758 | ELEC | 100001293.jpg
100001294 | RELAY COIL SPDT 24V TRANE P# RLY01040 | RLY01040 | ELEC | 100001294.jpg
100001295 | FUSE 600V 15A TRANE PN. FUS00938 | FUS00938 | ELEC | 100001295.jpg
100001296 | TRANSFORMER CARRIER P#HT01BD209 | P#HT01BD209 | ELEC | 100001296.jpg
100001297 | FUSE 10AMP CARRIER P#22-02336-04 | #22-02336-04 | ELEC | 100001297.jpg
100001298 | PCB CONTROL DAIKIN PN. 2013855 | #2013855 | ELEC | 100001298.jpg
100001299 | FUSE CONTROLLER DAIKIN P#003065J | ELT2005 | ELEC | 100001299.jpg
100001300 | FAN MOTOR 380VAC 3P PN.1602656 | 1602656 | ELEC | 100001300.jpg
100001301 | FAN MOTOR, FASCO - PENN VENT P/N: 56345-0, MODEL 71902901, 115V, RPM 1050, 60HZ, 0.8AMP | 7190-2901 | ELEC | 100001301.jpg
100001302 | FUSE BUSS 300V 60A FRYMASTER P#807-2240 | ELT2008 | ELEC | 100001302.jpg
100001303 | TIMER 1HR 204V 60HZ VULCAN P#00-411690-00002 | 00-411690-00002 | ELEC | 100001303.jpg
100001304 | THERMOSTAT VULCAN P#00-411506-00003 | #00-411506-00003 | ELEC | 100001304.jpg
100001305 | THERMOSTAT CONTROL VULCAN P#00-344635-00002 | #00-344635-00002 | ELEC | 100001305.jpg
100001306 | THERMOSTAT HOT TOP VULCAN P#411506-1 | ELT2012 | ELEC | 100001306.jpg
100001307 | REBUILD KIT PILOT WATTS P#CP15RK | C15RK | ELEC | 100001307.jpg
100001308 | ELEMENT WATER HEATER SCREW IN 11 3/4 IN 240VOLT 60 HZ 4500W EMERSON | ELT2014 | PLUMB | 100001308.JPG
100001309 | INSTANT-FLOW WATER HEATER MODEL: SR-30L/120 120V 3.6KW 30AMP | ELT2015 | PLUMB | 100001309.jpg
100001310 | ELEMENT WATER HEATER 10KW 277V 60HZ INCLUDED 800 MATERIAL 1.5" SCREW CONNECTION SOLAREKS HS CODE: 8516900 | ELT2016 | PLUMB | 100001310.jpg
100001311 | HEATER WATER 3P 240V 6000W 80GAL RHEEM-RUDD P#ELD80 240V | ELD80240V | PLUMB | 100001311.JPG
100001312 | ELEMENT ELECRICAL COMMERCIAL 6000W/4500W 480V RHEEM-RUDD P#SP10870QL | ELT2018 | PLUMB | 100001312.JPG
100001313 | WATER HEATING ELEMENT SHS-245X= 3500W 208V SCREW IN ELEMENT INCOLOY ULTRA LOW WATT ALTERNATE RATING HS CODE: 85169000 | ELT2019 | ELEC | 100001313.JPG
100001314 | ELEMENT HEATING 36KW, 480V, PN. ELM01395 | ELM01395 | HVAC | 100001314.JPG
100001315 | VAPOR TIGHT FIXTURE LAMP 64W POLY 4IN P#FEM4232X32BMPCL | P#FEM42 | ELEC | 100001315.JPG
100001316 | VAPOR LIGHT FIXTURE 2LAMP 64W POLY 4IN LAMP P#FEM4232X32BMPCL | FEM4232X32BMCL | ELEC | 100001316.JPG
100001317 | LITHONIA WALL PACK , 150W, 120-277V METAL HALID LAMP INCLUDED TWR1 150MTB LPI P#HSCODE:94054000 | ELT2023 | ELEC | 100001317.jpg
100001318 | EMERGENCY LIGHT W/SWIVELING BULB HEAD 3.6 BATTERY VOLT LED BULB 1.5BULB WATTS P/N 1474K25 P#1474K25 | ELT2024 | ELEC | 100001318.JPG
100001319 | LENS LAMP GLASS VULCAN P#357036-3 | #357036-3 | ELEC | 100001319.JPG
100001320 | DISCONNECT SWITCH 60A 240VAC/DC 1PH P#QO200TRNM | QO200TRM | ELEC | 100001320.jpg
100001321 | RECEPTICAL GFCI 20AMP 120VAC 5-20R,LED/P#GF20ILAHS CODE: 85365090 | #GF20ILAHS | ELEC | 100001321.jpg
100001322 | COVER DUPLEX RECEPTACEL 4IN X 4IN RACO M/N 902C P#902C | #902C | ELEC | 100001322.jpg
100001323 | COVER ELECTRICAL BOX 1 GANG TAYMAC P#MX32005 | ELT2029 | ELEC | 100001323.jpg
100001324 | COVER BLANK DOUBLE GANG WATER PROOF P# 5175-0 HS CODE: 76169950 | 5175-0HS | ELEC | 100001324.jpg
100001325 | BOX ELECTRICAL TWO GANG ALUMINUM 4.5IN X 4.58IN X 2IN BELL P#5345-0 | #5345-0 | ELEC | 100001325.jpg
100001326 | LAMP OVEN 120-130V 40W VULCAN P#00-357036-00001 | #00-357036-00001 | ELEC | 100001326.JPG
100001327 | FUSE 15A VULCAN PN. FE-019-40 | FE-019-40 | ELEC | 100001327.jpg
100001328 | FUSE BLOCK 3POLE FRYMASTER P#807-0501 | 807-0501 | ELEC | 100001328.jpg
100001329 | THERMOSTAT ELECTRICAL COMMERCIAL RHEEM RUUD MFR MODEL# SP8294 GRANGIR ITEM#2XE72 | M/TWH | ELEC | 100001329.JPG
100001330 | SYLVANIA LAMP HIGH INTENSITY DISCHARGE 1000W, SYLVANIA P# H36GW, 1000/DX, H36GW, 1000/DX, HS CODE 9505.40.0000 | ELT2036 | ELEC | 100001330.JPG
100001331 | LITHONIA FIXTURE LIGHTING SECURITY METAL HALIDE WALL PACK 150W, LITHONIA M/N TWH, 150MTB, LPI, TWH, 150MTB HS CODE 9405.40.0000 | 9405.40.0000 | ELEC | 100001331.jpg
100001332 | SYLVNIA LAMP METAL HALIDE 400W, HS CODE: 9405.40.0000 SYLVNIA LAMP METAL HALIDE 400W, HS CODE: 9405.40.0000 | 9405.40.0000 | ELEC | 100001332.JPG
100001333 | LITHONIA TH 400 WATT, HSG LIGTHING LUMINAIRE FITTING HS CODE 9405.40.0000 | HS CODE 9405 | ELEC | 100001333.JPG
100001334 | LITHONIA FLOODLIGHT METAL HALIDE 120V, TO 227V, 400WATT, HS CODE: 9405.40.0000 | 9405.40.0000 | ELEC | 100001334.JPG
100001335 | GE LAMP, METAL HALIDE CLEAR 250W, GENERAL ELECTRIC HS CODE: 9405.40.0000 | 9405.40.0000 | ELEC | 100001335.JPG
100001336 | PHILIPS LAMP DAYLIGHT FLURESCENT T8, 17W, P# 382150,382150, HS CODE: 9405.40.0000 | 382150,382150 | ELEC | 100001336.jpg
100001337 | LEVITON RECEPTACLE SINGLE 2P-3W, 250V, 20A, LEVITON P# 5461-1, HS CODE: 9405.40.0000 | 5461-1 | ELEC | 100001337.jpg
100001338 | OSRAM LAMP, BTR 120V, 1000WATT, OSRAM P# 54689,54689 HS CODE: 9405.40.0000 | 54689,54689 | ELEC | 100001338.JPG
100001339 | LITHONIA FIXTURE EMERGENCY EXIT COMBINATION HS CODE: 9405.40.0000 | 9405.40.0000 | ELEC | 100001339.JPG
100001340 | LITHONIA LIGHT EMERGENCY LITHING HS CODE: 9405.40.0000 | 9405.40.0000 | ELEC | 100001340.JPG
100001341 | PHILIPS LAMP METAL HALIDE LOW PROFILE FLURESCENT 120V, HS CODE: 9405.40.0000 | 9405.40.000 | ELEC | 100001341.JPG
100001342 | LITHONIA FIXTURE LIGHTING LOW PROFILE FLURECSENT 120V, HS CODE: 9405.40.0000 | 9405.40.0000 | ELEC | 100001342.jpg
100001343 | GE PUMP METAL HALIDE HID 150W, CAS, OF LITHONIA HS CODE: 9405.40.0000 | 9405.40.0000 | ELEC | 100001343.jpg
100001344 | LEVITON RECEPTACLE GFCI, DUPLEX, 20A, 125V, HS CODE: 9405.40.0000 | 9405.40.0000 | ELEC | 100001344.jpg
100001345 | IDEAL DISCONNECT LUMINAIRE 2WIRE, 6A, 600V, IDEAL # 30-372, HS CODE: 9405.40.0000 | 9405.40.0000 | ELEC | 100001345.jpg
100001346 | LITHONIA TROFFER RECESSED PARABOLIC 120/277V, 59W, HS CODE: 9405.40.0000 | 9405.40.0000 | ELEC | 100001346.JPG
100001347 | Z10HTDA MODEL INLINE DUCTED CABINET FAN GALVANSED IRON CONSTRUCTION WITH FORWARD INCLIDE CENTRIFUGAL WHEEL | Z10HTDA | ELEC | 100001347.jpg
100001348 | LAMP FLOURESCENT 120CM X 36WATT | ELT2054 | ELEC | 100001348.jpg
100001349 | HID BALLAST HOUSING MFR MODEL # TE 400M GRAINGER | TE400M | ELEC | 100001349.JPG
100001350 | HID BALLAST KIT 400 WATT MULTI TAP MODEL # 1XUF8 | 1XUF8 | ELEC | 100001350.jpg
100001351 | MFR MODEL # 1000-130VOLT, GRINGER ITEM # 5V849 | 5V849 | ELEC | 100001351.jpg
100001352 | ONE GANG OUTLET BOX BELL ITEM # 3KG 85, NSN 5975-00-644-3165 | S5975-00-644-3165 | ELEC | 100001352.jpg
100001353 | CONNECTOR STRAIGHT MNPT 3/4" X 3/4" | ELT2059 | ELEC | 100001353.JPG
100001354 | LITHONIA LIGHTING PG 16U REFLECTOR HID FIXTURE PAR E | PG 16U | ELEC | 100001354.jpg
100001355 | LITHONIA LIGHTING PG 21U REFLECTOR HID FIXTURE PAR F | PG 21U | ELEC | 100001355.jpg
100001356 | GARDNER BENDER GSW 14 HEAVY DUTY TOGGLE SWITCH 20A, DOUBLE POLE SINGLE THROW ON-OFF SCREW TERMINAL | GSW 14 | ELEC | 100001356.jpg
100001357 | MAGNETIC CONTACTOR 30 AMP 24VAC 50HZ 3P | ELT2063 | ELEC | 100001357.JPG
100001358 | HEATER CRANKCASE 90W, 460V, P# HTR15172 | HTR15172 | POWERG | 100001358.jpg
100001359 | LEESON C6T28FB5D INDUCTION MOTOR 220/380440VAC 50HZ 3PH 1HP 0.75KW 2850PRM IP54, SHAFT SIZE 0.625MTR | C8T28FB5D | ELEC | 100001359.jpg
100001360 | LEESON MOTORS INDUCTION MOTOR C182T34DB8A 230/460VAC 60/50HZ 3P 5HP 3.7/2.2 KW 3475PRM IP54 SHAFT SIZE 075 | SSD25T61 | ELEC | 100001360.jpg
100001361 | COARSE BUBBLE DIFUSER 150MM DIA X 1" BSP INDIA | ELT2067 | ELEC | 100001361.jpg
100001362 | HEATING ELEMENT THREAD ROUND 1 PH, 3000WATT, 277V | ELT2068 | PLUMB | 100001362.JPG
100001363 | BRAIDED S.S CONNECTORS 3/8" X 1/2" X 16" | ELT2069 | ELEC | 100001363.jpg
100001364 | MODULE REFIGERATION TRANE P/N MOD01807 | MOD01807 | HVAC | 100001364.jpg
100001365 | MOTOR BLOWER EVAPORATOR 10HP TRANE P/N MOT09329 | MOT09329 | HVAC | 100001365.jpg
100001366 | CARRIER OUTDOOR FAN MOTOR P576AS | P576AS | HVAC | 100001366.jpg
100001367 | CAPACITOR MOD: 41280B102 BRAND: MOTORSTOR 59UF + - 10% 330VAC 50-60HZ | HVAC4003 | HVAC | 100001367.jpg
100001368 | CAPACITOR 25MFD 440V TRANE | 25MFD 440V | HVAC | 100001368.jpg
100001369 | COMPRESSOR CARRIER CORP ZR57K3E-TF5-950 | ZR57KCTF5230 | HVAC | 100001369.JPG
100001370 | PCB KIT FIR OUTDOOR UNIT MODEL #201338090003 | 201338090003 | HVAC | 100001370.jpg
100001371 | PE TUBING # 2155-010-199, BLUE, 1/8" O.D. X 10 FT (FOR USE WITH ACORN PLASTIC VALVE ASSEMBLY) | 2155-010-199 | HVAC | 100001371.JPG
100001372 | MOTOR CONDENSOR FAN 60HZ 115V TRUE | HVAC4008 | HVAC | 100001372.jpg
100001373 | SEIKA CAPACITOR TAIWAN 12.5UF 400VAC | HVAC4009 | HVAC | 100001373.jpg
100001374 | FASCO MOTOR 1/12 HP 115/230 V 1350/1550 RPM | HVAC4010 | HVAC | 100001374.jpg
100001375 | BELT 93.0 ODX 91.8PITCH P# BX90 | HVAC4011 | HVAC | 100001375.JPG
100001376 | ALUMINUM DUCT TAPE 2" | HVC001 | HVAC | 100001376.jpg
100001377 | A/C FREON GAS R22 13.6 KG | R22 | HVAC | 100001377.jpg
100001378 | CLOTH FOR CLEANING | HVC003 | HVAC | 100001378.jpg
100001379 | CLOTH FOR CLEANING 1MTR X 1MTR | HVC004 | HVAC | 100001379.jpg
100001380 | REFRIGERATION TUBE 1/4" X 15-MTR | HVC004 | HVAC | 100001380.jpg
100001381 | REFRIGERATION TUBE DEHYDRATED 5/8" O.D. X 22 SWG WALL 50' COIL | O.D. X 22 SWG WALL | HVAC | 100001381.jpg
100001382 | CHUNGHOP K-9098E UNIVERSAL A/C REMOTE CONTROL | CHUNGHOP K-9098E | HVAC | 100001382.jpg
100001383 | RUNNING CAPACITOR CBB65A 50UF 450VAC 50-60HZ | CBB65A 50UF | HVAC | 100001383.jpg
100001384 | RUNNING CAPACITOR CBB65 45UF 450VAC 50-60HZ | CBB65A 45UF | HVAC | 100001384.jpg
100001385 | RUNNING CAPACITOR CBB65A-1 35UF 450VAC 50-60HZ | CBB65A-1 35UF | HVAC | 100001385.jpg
100001386 | RUNNING CAPACITOR CBB65A-1 30UF 450VAC 50-60HZ | CBB65A-1 | HVAC | 100001386.jpg
100001387 | RUNNING CAPACITOR CBB65A-1 25UF 450VAC 50-60HZ | CBB65A-1 25UF | HVAC | 100001387.jpg
100001388 | RUNNING CAPACITOR CBB65A 40UF 450VAC 50-60HZ | CBB65A 40UF | HVAC | 100001388.jpg
100001389 | A/C MOUNTING BRACKET (SET 4) | HVC014 | HVAC | 100001389.jpg
100001390 | SINK MIRROR 40cmx60cm | HVC015 | HVAC | 100001390.jpg
100001391 | SINK MIRROR 40CMX60CM | HVC019 | HVAC | 100001391.jpg
100001392 | A/C OUTDOOR FAN MOTOR YDK-35-6 220V 50HZ 35W 0.35A | YDK-35-6 | HVAC | 100001392.jpg
100001393 | REVERSING VALVE FOR A/C 18000 BTU | HVC021 | HVAC | 100001393.jpg
100001394 | A/C REVERSING VALVE ASSEMBLY 4 WAY 220V 18000 BTU | HVC022 | HVAC | 100001394.jpg
100001395 | ANCHOR BOLT 12MM | HVC023 | CARP | 100001395.jpg
100001396 | ANCHOR BOLT 20MM | HVC024 | HVAC | 100001396.jpg
100001397 | A/C POWER TRANSFORMER TYPE: B01-04A02 PA INPUT 220-240VAC OUTPUT 12.5VAC 800MA | HVC025 | HVAC | 100001397.jpg
100001398 | SAMSUNG PCB KIT 12000 BTU | HVC028 | HVAC | 100001398.JPG
100001399 | CHIGO PCB KIT 1200 BTU | HVC031 | HVAC | 100001399.JPG
100001400 | A/C FREON GAS R134A REFRIGERANT GAS 13.6 KG. | R134 | HVAC | 100001400.jpg
100001401 | RUNNING CAPACITOR 10UF 400VAC 50-60HZ | CBB60 10UF | HVAC | 100001401.jpg
100001402 | BRAZING ROD (USA) | HVC040 | HVAC | 100001402.jpg
100001404 | GREZ-OFF HEAVY DUTY DEGREASER 1-LTR | HVC041 | HVAC | 100001404.JPG
100001405 | REFRIGERATION TUBE 1/2" X 50' | HVC043 | HVAC | 100001405.jpg
100001406 | RUNNING CAPACITOR CBB65A-1 20UF 220-400 VAC 50-60HZ | CBB65A-1 20UF | HVAC | 100001406.jpg
100001407 | A/C SPLIT UNIT CHIGO 48000 BTU FLOOR TYPE 380VAC 50HZ COMPLETE SET |  | HVAC | 100001407.JPG
100001408 | CHIGO A/C SPLIT TYPE UNIT 12000 BTU COMPLETE AIR CONDITION | 12000BTU | HVAC | 100001408.JPG
100001409 | SINK MIRROR CLIP | HVC056 | CARP | 100001409.JPG
100001411 | SUPER GENERAL PCB KIT | HVC058 | HVAC | 100001411.JPG
100001412 | A/C OUTDOOR FAN MOTOR YDK-45-6B 220V 50HZ 45W 0.45A | YDK-45-6B | HVAC | 100001412.jpg
100001413 | A/C OUTDOOR FAN MOTOR YDK-90-10 220V 50HZ 90W 1A | YDK-90-10 | HVAC | 100001413.jpg
100001414 | A/C INDOOR FAN MOTOR YDK-16-4 220-240V 50HZ 16W 0.2A | HVC062 | HVAC | 100001414.jpg
100001415 | A/C OUTDOOR FAN MOTOR YDK95-30-6SM (DB31-00341C) 220-240V 50HZ 30W 0.35A | YDK95-30-6SM (DB31-00341C) | HVAC | 100001415.jpg
100001416 | A/C REVERSING VALVE 4 WAY VALVE 220V 9000 BTU | HVC065 | HVAC | 100001416.JPG
100001417 | A/C COMPRESSOR ZR190KC-TFD-522, FREQUENCY: 50/60HZ S/N 10F4998AT, 380/460 VOLT 48000 BTU | S/N 10F4998AT, | HVAC | 100001417.JPG
100001418 | A/C COMPRESSOR 7000BTU AKIRA MODEL: C-1RV132H41BA CODE: 806C0145 SERIAL NO. 07 0014053 220-240VAC 50HZ R22 (AS PER SAMPLE) | HVC072 | HVAC | 100001418.JPG
100001419 | EMERSON LIQUID LINE FILTER DRIER DCL-305 | DCL305 | HVAC | 100001419.JPG
100001420 | A/C COMPRESSOR 18000 BTU SAMSUNG 220-240 VOLT HZ 50 PHASE 1 R22 LRA 47 | HVC074 | HVAC | 100001420.jpg
100001421 | A/C FAN FOR OUTDOOR (CHIGO) | HVC076 | HVAC | 100001421.jpg
100001422 | SPRAY NINE 1 LTR | HVC078 | HVAC | 100001422.jpg
100001423 | A/C TRANSFORMER 12V 230VAC 50Hz | HVC079 | HVAC | 100001423.jpg
100001424 | R407C REFRIGERANT GAS 11.3 KG. | R407C | HVAC | 100001424.jpg
100001425 | SAMSUNG A/C COMPRESSOR 4D129JXIJL 12000 BTU 220-240VAC 50HZ VOLT LRA 27 | 4D129JXIJL | HVAC | 100001425.JPG
100001426 | SAMSUNG A/C SPLIT UNIT 24000 BTU 220VAC 50HZ (ANY MODEL) COMPLETE SET |  | HVAC | 100001426.JPG
100001427 | A/C COMPRESSOR 9000 BTU SAMSUNG 220-240 VOLT LRA 18 | HVC096 | HVAC | 100001427.jpg
100001428 | A/C COMPRESSOR 18000 BTU SAMSUNG 220-240 VOLT | HVC097 | HVAC | 100001428.jpg
100001429 | SAMSUNG COMPRESSOR TAJ4519T 12000 BTU 400-440 VOLT LRA 23 (FOR FREEZER) | TAJ4519T | HVAC | 100001429.JPG
100001430 | A/C OUTDOOR FAN MOTOR DB31-00426B 20W 0.33A 220-240V 50HZ | DB31-00426B | HVAC | 100001430.jpg
100001431 | A/C OUTDOOR FAN MOTOR YDK95-20-6S3 220-230V 60HZ 20W 0.33A | YDK95-20-6S3 | HVAC | 100001431.jpg
100001432 | A/C OUTDOOR FAN MOTOR YDK-016S62013-04 1PH 220V 50-60HZ 28W | YDK-016S62013-04 | HVAC | 100001432.jpg
100001433 | A/C OUTDOR FAN MOTOR YDK40-6C 220-240V 50HZ 045.A 40W | YDK40-6C | HVAC | 100001433.jpg
100001434 | A/C FAN MOTOR WELLING YSLB-23-6-0001 115V 60HZ 23W | YDK23-6A | HVAC | 100001434.jpg
100001435 | A/C FAN MOTOR YDK-20SF6C-01 220/240 50/60HZ 4P 0.13A 12W | HVC106 | HVAC | 100001435.jpg
100001436 | FREGO LIQUID LINE FILTER DRIER TYPE: CFC/HCFC/HFC-163,S/N:LR32462 | HVC107 | HVAC | 100001436.JPG
100001437 | DANFOSS LIQUID LINE FILTER DRIER, MODEL NO: DCL 083 | DCL083 | HVAC | 100001437.JPG
100001439 | REFRIGERATION FILTER DRIER | HVC113 | HVAC | 100001439.JPG
100001440 | SPLIT TYPE A/C UNIT CHIGO 9000 BTU COMPLETE AIR CONDITION | HVC123 | HVAC | 100001440.jpg
100001441 | A/C SPLIT TYPE UNIT CHIGO 24000 BTU COMPLETE SET 220VAC 50HZ | HVC132 | HVAC | 100001441.JPG
100001442 | WALL FILLING PUTTY 4-KG | PAINT 002 | OMSP | 100001442.JPG
100001443 | PCS/ SET PLASTIC SCRAPPERS W/STEEL BLADE | PAINT 004 | OMSP | 100001443.jpg
100001444 | SPRAY PAINT RED | PAINT 005 | OMSP | 100001444.jpg
100001445 | SAND PAPER SILICON CARBIDE PAPER | PAINT 007 | OMSP | 100001445.jpg
100001446 | BERAJ SYNTHETIC ENAMEL OFF WHITE 1-KG | PAINT 009 | OMSP | 100001446.jpg
100001447 | BERAJ SYNTHETIC ENAMEL PAINT WHITE 4-KG | PAINT 010 | OMSP | 100001447.jpg
100001448 | PAINT BRUSH 2" SYNTHETIC BRISTLES | PAINT 012 | OMSP | 100001448.jpg
100001449 | Paint Brush 3" Synthetic Bristles | PAINT 013 | OMSP | 100001449.jpg
100001450 | PAINT BRUSH 4" | PAINT 014 | OMSP | 100001450.jpg
100001451 | PAINT BRUSH 5" | PAINT 015 | OMSP | 100001451.jpg
100001452 | THINNER 1-LTR FOR OIL PAINT | PAINT 018 | OMSP | 100001452.jpg
100001453 | LUMBER WOOD 2CM X 3CM X 200CM | PAINT 031 | OMSP | 100001453.jpg
100001454 | SPRAY PAINT BLACK | PAINT 034 | OMSP | 100001454.jpg
100001458 | CRYSTAL RED OXIDE PRIMER 4-KG | PAINT 038 | OMSP | 100001458.jpg
100001459 | BERGER SUPER GLOSS ENAMEL OIL PAINT WHITE 1-KG | PAINT 043 | OMSP | 100001459.jpg
100001460 | BERAJ SYNTHETIC ENAMEL OIL PAINT BLACK 1-KG | PAINT 044 | OMSP | 100001460.jpg
100001461 | BERAJ SYNTHETIC ENAMEL RED OXIDE 1-KG | PAINT 045 | OMSP | 100001461.jpg
100001462 | BERAJ CLASSIC EMULSION PAINT OFF WHITE 4-KG | BERAJ | OMSP | 100001462.jpg
100001463 | WALL SCRAPPER 8" | PAINT 049 | OMSP | 100001463.jpg
100001464 | SLIDING LOCK ALMUNIUM | PAINT 055 | OMSP | 100001464.JPG
100001465 | OIL PAINT CREAM 4-KG | PAINT 057 | OMSP | 100001465.jpg
100001466 | WALL SCRAPPER 4" | PAINT 059 | OMSP | 100001466.jpg
100001467 | BERAJ EMULSION PAINT YELLOW 1-KG | PAINT 064 | OMSP | 100001467.jpg
100001468 | BERAJ SYNTHETIC ENAMEL PAINT GOLDEN YELLOW 4 KG | PAINT 066 | OMSP | 100001468.jpg
100001469 | CRYSTAL SUPER EMULSION LEMON GREEN 4 KG | PAINT 067 | OMSP | 100001469.jpg
100001470 | DIAMOND SYNTHETIC ENAMEL PAINT BRILLIANT WHITE 4 KG | PAINT 069 | OMSP | 100001470.jpg
100001471 | HOMEX SYNTETIC ENAMEL EXTRA GLOSS PAINT DAYAR 4 KG | PAINT 070 | OMSP | 100001471.jpg
100001472 | COLOR STYLE SYNTHETIC ENAMEL PAINT 4-KG (BLACK) | PAINT 071 | OMSP | 100001472.jpg
100001473 | GALA SYNTHETIC ENAMEL WALL SEALER 4-KG | PAINT 072 | OMSP | 100001473.jpg
100001474 | OIL PAINT 1-KG (BLUE) | PAINT 076 | OMSP | 100001474.jpg
100001475 | GALA SYNTHETIC ENAMEL PAINT EGGSHIL 4-KG | PAINT 078 | OMSP | 100001475.jpg
100001476 | VARNISH / VALSPAR SILVER 1 KG | PAINT 080 | OMSP | 100001476.jpg
100001477 | PVC WATER TANK 3000 US GALLON DIAMETER 2325MM, HEIGHT 2735MM, THICKNESS 10MM |  | PLUMB | 100001477.jpg
100001478 | WATER TANK CONCRETE SLAB |  | PLUMB | 100001478.jpg
100001479 | FLEXIBLE PIPE 1/2" X 50CM | PL3000 | PLUMB | 100001479.jpg
100001480 | FLEXIBLE PIPE 60 CM (1/2") | PL3001 | PLUMB | 100001480.jpg
100001481 | FLEXIBLE PIPE 40 CM (1/2") | PL3002 | PLUMB | 100001481.jpg
100001482 | FLEXIBLE PIPE 80 CM (1/2") | PL3003 | PLUMB | 100001482.jpg
100001483 | FLEXIBLE PIPE 120CM (1/2") | PL3004 | PLUMB | 100001483.jpg
100001484 | BOILER PIPE 3/4" X 60CM | PL3007 | PLUMB | 100001484.jpg
100001485 | PIPE PVC 8" SCH 80 X 4MTR | PL3009 | PLUMB | 100001485.jpg
100001486 | PIPE PPR 2" X 4MTR | PL3012 | PLUMB | 100001486.jpg
100001487 | PIPE PPR 1" X 4MTR | PL3013 | PLUMB | 100001487.jpg
100001488 | PIPE PPR 1/2" X 4MTR | PL3014 | PLUMB | 100001488.jpg
100001489 | PIPE GI 1" X 6 MTR | PL3015 | PLUMB | 100001489.jpg
100001490 | PIPE GI 1/2" X 6 MTR | PL3016 | PLUMB | 100001490.jpg
100001491 | BOTTLE (P) TRAP SHAFAQ FOR SINK | PL3018 | PLUMB | 100001491.jpg
100001492 | COUPLING PPR 1/2" INSIDE THREAD | PL3021 | PLUMB | 100001492.jpg
100001493 | COUPLING PPR 1" | PL3022 | PLUMB | 100001493.jpg
100001494 | COUPLING PPR 3/4" INSIDE THREAD | PL3023 | PLUMB | 100001494.jpg
100001495 | COUPLING PPR 1" INSIDE THREAD | PL3024 | PLUMB | 100001495.jpg
100001496 | COUPLING PPR 1 1/4" | PL3028 | PLUMB | 100001496.jpg
100001497 | COUPLING PPR 1/2" | PL3029 | PLUMB | 100001497.jpg
100001498 | COUPLING GI 1/2" | PL3030 | PLUMB | 100001498.jpg
100001499 | UNION PPR 1/2" | PL3031 | PLUMB | 100001499.jpg
100001500 | UNION PPR 1" ONE SIDE THREAD | PL3032 | PLUMB | 100001500.jpg
100001501 | UNION PPR 2" | PL3033 | PLUMB | 100001501.jpg
100001502 | UNION GI 1/2" | PL3034 | PLUMB | 100001502.jpg
100001503 | UNION GI 3/4" | PL3035 | PLUMB | 100001503.jpg
100001504 | UNION GI 1" | PL3036 | PLUMB | 100001504.jpg
100001505 | TEE PPR 1" INSIDE THREAD | PL3037 | PLUMB | 100001505.jpg
100001506 | TEE PPR 1" | PL3038 | PLUMB | 100001506.jpg
100001507 | TEE PPR 3/4" INSIDE THREAD | PL3039 | PLUMB | 100001507.jpg
100001508 | TEE GI 1/2" 90º | PL3040 | PLUMB | 100001508.jpg
100001509 | TEE PPR 2" 90º | PL3042 | PLUMB | 100001509.jpg
100001510 | ELBOW PPR 1" 90º | PPR 1" 90º | PLUMB | 100001510.jpg
100001511 | ELBOW PPR 3/4" 45º | PL3044 | PLUMB | 100001511.jpg
100001512 | ELBOW PPR 3/4" 90º | PL3045 | PLUMB | 100001512.jpg
100001513 | ELBOW PPR 1/2" 90º | PL3047 | PLUMB | 100001513.jpg
100001514 | ELBOW GI 1/2" 90º | PL3048 | PLUMB | 100001514.jpg
100001515 | ELBOW PVC 3" SCHEDULE 40 45º | PL3050 | PLUMB | 100001515.jpg
100001516 | ELBOW PPR 2" 90º | PL3051 | PLUMB | 100001516.jpg
100001517 | ELBOW GI 1" 90º | PL3052 | PLUMB | 100001517.jpg
100001518 | BALL VALVE PPR 1" | PL3055 | PLUMB | 100001518.jpg
100001519 | BALL VALVE BRASS 1" | PL3056 | PLUMB | 100001519.jpg
100001520 | BALL VALVE BRASS 1/2" | PL3057 | PLUMB | 100001520.jpg
100001521 | SAFETY VALVE 1/2" FOR BOILER SET.P 10 75PSI | MODEL S10 | PLUMB | 100001521.jpg
100001522 | ANGLE VALVE 1/2", MAK MADE IN GERMANY | PL3059 | PLUMB | 100001522.jpg
100001523 | TAP 1" | PL3060 | PLUMB | 100001523.jpg
100001524 | TAP 3/4" | PL3061 | PLUMB | 100001524.jpg
100001525 | TAP 1/2" | PL3062 | PLUMB | 100001525.jpg
100001526 | NIPPLE GI 1" | PL3064 | PLUMB | 100001526.jpg
100001527 | NIPPLE JOINT GI 1/2" | PL3065 | PLUMB | 100001527.jpg
100001528 | NIPPLE GI 3/4" | PL3066 | PLUMB | 100001528.jpg
100001529 | NIPPLE ADAPTOR 1/2" X 3/4" CHROME | PL3068 | PLUMB | 100001529.jpg
100001530 | COMMODE FLUSH TANK VARIETY ANY BRAND | PL3070 | PLUMB | 100001530.jpg
100001531 | ELEMENT WATER HEATER 1500W 1 1/4" 270MM 220VAC (THERMIX) WITH THERMOSTAT | ASIB000BQKBI4 | PLUMB | 100001531.JPG
100001532 | ELEMENT WATER HEATER 1500W WITH GASKET AND THERMOSTAT (ARISTON) | PL3072 | PLUMB | 100001532.JPG
100001533 | PLUMBING SEALANT | PL3073 | PLUMB | 100001533.JPG
100001534 | SHOWER ROD STEEL | PL3074 | PLUMB | 100001534.JPG
100001535 | SHOWER HEAD DIFFERENT DESIGN | PL3075 | PLUMB | 100001535.JPG
100001536 | SINK MIXER MAK MADE IN GERMANY | PL3076 | PLUMB | 100001536.JPG
100001537 | SHOWER MIXER MAK MADE IN GERMANY | PL3077 | PLUMB | 100001537.JPG
100001538 | KITCHEN MIXER MAK MADE IN GERMANY | PL3078 | PLUMB | 100001538.JPG
100001539 | SHOWER HEAD SPRAY (GROMIX) | PL3080 | PLUMB | 100001539.JPG
100001540 | MUSLIM SHOWER | PL3081 | PLUMB | 100001540.JPG
100001541 | GLASS CLEANER 1 LTR | PL3084 | PLUMB | 100001541.jpg
100001542 | LIQUID SOAP | PL3085 | PLUMB | 100001542.jpg
100001544 | GATE VALVE BRASS 1" | PL3087 | PLUMB | 100001544.jpg
100001545 | GATE VALVE BRASS 3/4" | PL3088 | PLUMB | 100001545.jpg
100001546 | GATE VALVE BRASS 1/2" | PL3089 | PLUMB | 100001546.jpg
100001547 | FLOOR MOP | PL3090 | PLUMB | 100001547.jpg
100001548 | FLOOR WIPER | PL3091 | PLUMB | 100001548.jpg
100001549 | BROOM WITH HANDLE | PL3092 | PLUMB | 100001549.jpg
100001550 | FLEXIBLE PIPE FOR COMMODE (KASH) | KASH | PLUMB | 100001550.jpg
100001551 | FLOOR DRAIN STEEL 20CMX20CM | PL3096 | PLUMB | 100001551.JPG
100001552 | PVC GLUE 717 1-KG | PL3097 | PLUMB | 100001552.jpg
100001553 | PVC THINNER PIPE CLEANER C-65 1KG | PL3098 | PLUMB | 100001553.jpg
100001554 | TOILET PAPER HOLDER STEEL (VARIETY) | PL3099 | PLUMB | 100001554.jpg
100001555 | SOAP HOLDER STEEL | PL3100 | PLUMB | 100001555.jpg
100001556 | TEFLON TAPE | PL3101 | PLUMB | 100001556.jpg
100001557 | GATE VALVE PPR 1" | PL3104 | PLUMB | 100001557.JPG
100001558 | ANCHOR SINK SUPPORT | B0056HCYEC | PLUMB | 100001558.JPG
100001559 | CLIP PPR 1" | PL3106 | PLUMB | 100001559.jpg
100001560 | CLIP PPR 1/2" | PL3107 | PLUMB | 100001560.jpg
100001561 | PPR ½” x ¾” MALE THREADED ELBOW 90º | MODEL NUMBER: GA5806 | PLUMB | 100001561.JPG
100001562 | SOND HAIR LEAKAGE | PL3115 | PLUMB | 100001562.JPG
100001563 | PVC BUSHING REDUCER 4" X 3" SCH 80 | PL3116 | PLUMB | 100001563.jpg
100001564 | FIBER INSULATION 14M X 1.20CM | PL3118 | PLUMB | 100001564.JPG
100001565 | PIPE PPR 3/4" X 4MTR | SDR 6 / S 2.5 / PN 20 | PLUMB | 100001565.jpg
100001566 | CHECK VALVE BRASS 1/2" | PL3122 | PLUMB | 100001566.JPG
100001567 | CHECK VALVE BRASS 1" | PL3123 | PLUMB | 100001567.JPG
100001568 | CHECK VALVE BRASS 2" | PL3124 | PLUMB | 100001568.jpg
100001569 | BUSHING REDUCER GI 1/2"X3/4" | PL3125 | PLUMB | 100001569.jpg
100001571 | BUSHING REDUCER GI 1"X3/4" | MFR PART #:3001084 | PLUMB | 100001571.jpg
100001572 | DISPENSER LIQUID SOAP 3 TYPES OF MODEL | B00EHYKIMU | PLUMB | 100001572.jpg
100001573 | FLOOR DRAIN STEEL 15CMX15CM DIFFERENT TYPE | PL3129 | PLUMB | 100001573.jpg
100001574 | GATE VALVE PPR 3/4" | PL3130 | PLUMB | 100001574.jpg
100001575 | PIPE INSULATION 2" X 90CM GLASS WOOL | PL3132 | PLUMB | 100001575.JPG
100001579 | ELBOW PPR 2" 45º | PL3137 | PLUMB | 100001579.jpg
100001580 | PVC COUPLING 2" SCHE 80 | PN 5801 | PLUMB | 100001580.jpg
100001581 | GATE VALVE BRASS 2" | PL3141 | PLUMB | 100001581.jpg
100001582 | COUPLING GI 2" | PL3142 | PLUMB | 100001582.jpg
100002456 | CHIGO COMPRESSOR 12000 BTU 220-240V 50HZ 1090W | KFR-32W/AC | HVAC | 100002456.jpg | 100001586.JPG
100002480 | PERKINS FAN BELT CH12087 | CH12087 | POWERG | 100002480.jpg | 100001588.jpg
100002496 | LOADBREAK ELBOW 200AMP, 15.2 - 26.3 KV | 275/276 LR | POWERG | 100002496.jpg | 100001589.jpg
100001587 | UNION GI 2" | PL3151 | PLUMB | 100001587.jpg
100001588 | UNION GI 1 1/4" | PL3152 | PLUMB | 100001588.jpg
100001589 | TEE GI 2" 90º | PL3156 | PLUMB | 100001589.jpg
100001590 | TEE PPR 1 1/4" 90º | PL3159 | PLUMB | 100001590.jpg
100001591 | PIPE PVC 1" SCH 80 X 4MTR | PL3164 | PLUMB | 100001591.jpg
100001592 | PIPE PVC 6" SCH 80 X 4MTR | PL3165 | PLUMB | 100001592.jpg
100001593 | NIPPLE GI 1 1/4" | B00ITPJ1GC | PLUMB | 100001593.jpg
100001594 | COUPLING PVC 6" SCHEDULE 80 | MFR PART #:829-060 | PLUMB | 100001594.jpg
100001595 | COUPLING PVC 1" SCHEDULE 80 | PVC-08100-1400HA | PLUMB | 100001595.jpg
100001597 | BALL VALVE PPR 2" | 7.02106E+11 | PLUMB | 100001597.jpg
100001598 | BALL VALVE BRASS 1 1/4" | 7.83584E+11 | PLUMB | 100001598.jpg
100001599 | BALL VALVE BRASS 2" | MODEL: VBB01-200 | PLUMB | 100001599.jpg
100001601 | PVC FLANGE 6" SCHEDULE 80 | MODEL NUMBER: KDI-854-060 | PLUMB | 100001601.JPG
100001602 | FLOOR COMMODE WHITE 50CMX60CM WITHOUT P-TRAP | PL3189 | PLUMB | 100001602.jpg
100001603 | BUSHING REDUCER PVC 2"X3" SCHEDULE 80 | (SPG X S) 9837-338 | PLUMB | 100001603.jpg
100001604 | P TRAP PVC 2" SCHEDULE 40 | MANUFACTURER PART # D706-020 | PLUMB | 100001604.jpg
100001605 | GATE VALVE BRASS 3" | VGB01-300 | PLUMB | 100001605.jpg
100001606 | PPR PIPE 4" X 4 MTR | HB125-90 | PLUMB | 100001606.jpg
100001607 | TEE PVC 1/2" SCHEDULE 80 | MANUFACTURER PART # 801-005 | PLUMB | 100001607.jpg
100001610 | CLAMP GI 2" | PL3205 | PLUMB | 100001610.jpg
100001611 | SINK WITH STAND WHITE | PL3211 | PLUMB | 100001611.jpg
100001612 | UNION GI 3" | PL3214 | PLUMB | 100001612.jpg
100001613 | END PLUG GI 1 1/4" | PRODUCT CODE: GIF-P1 1/2 | PLUMB | 100001613.jpg
100001614 | END PLUG GI 3/4" | MODEL # 311 P-34 | PLUMB | 100001614.jpg
100001615 | NIPPLE JOINT GI 3" | B00EZRU54K | PLUMB | 100001615.jpg
100001616 | COUPLING GI 1" | 311CCL-1 | PLUMB | 100001616.jpg
100001617 | COUPLING GI 3" | B0177Y8HJM | PLUMB | 100001617.jpg
100001618 | CHECK VALVE BRASS 3" | B00EVTJQ8S | PLUMB | 100001618.jpg
100001621 | GATE VALVE PPR 1/2" | A12111300UX0189 | PLUMB | 100001621.jpg
100001622 | BALL VALVE BRASS 3/4" | MSC PART #: 52763539 | PLUMB | 100001622.jpg
100001624 | COUPLING REDUCER GI 1/2" X 3/4" | PART NUMBER 8700134052 | PLUMB | 100001624.jpg
100001625 | ELBOW GI 1/2" OUTSIDE/INSIDE THREAD 90º |  | PLUMB | 100001625.jpg
100001626 | TEE GI 1" 90º | PL3232 | PLUMB | 100001626.jpg
100001627 | PLUG PIPE GI 1" | B003GSL4EO | PLUMB | 100001627.jpg
100001628 | COUPLING GI 3/4" | ITEM NUMBER: 602600001373 | PLUMB | 100001628.jpg
100001629 | UNION PVC 1" SCHEDULE 80 | MFR PART #:897-010 | PLUMB | 100001629.jpg
100001630 | PIPE GI 3/4" X 6 MTR | PRODUCT CODE: GIP-3/4CA | PLUMB | 100001630.jpg
100001631 | GI WIRE 1MM | BWG8-BWG22 | CARP | 100001631.jpg
100001632 | PRESSURE SWITCH 3 - 10 BAR ( AS PER SAMPLE PICTURE |  | PLUMB | 100001632.jpg
100001633 | GI WIRE 4MM | PW045-03 | PLUMB | 100001633.jpg
100001634 | PIPE INSULATION COPPER BLACK COLOR AREO FLUX 1/2" (11278) | PL3256 | OMSP | 100001634.JPG
100001635 | PIPE INSULATION COPPER BLACK COLOR AREO FLUX 1 1/4" (112158) | PL3259 | OMSP | 100001635.JPG
100001636 | PIPE INSULATION 4" (AERO FLUX BLACK) 180CM | PL3260 | OMSP | 100001636.JPG
100001637 | PIPE INSULATION COPPER BLACK COLOR AREO FLUX 3" (112300) | AREO FLUX 3" 112300 | OMSP | 100001637.jpg
100001638 | PIPE INSULATION COPPER BLACK COLOR AREO FLUX 1 1/2" (112218) | AREO FLUX 1 1/2" 112218 | OMSP | 100001638.jpg
100001639 | PIPE INSULATION COPPER BLACK COLOR AREO FLUX 3/4" (112118) | PL3263 | OMSP | 100001639.JPG
100001640 | COPPER PIPE INSULATION BLACK COLOR AERO FLEX 1" (112138) | AERO FLEX | OMSP | 100001640.JPG
100001641 | WC SEAT COVER | PL3268 | PLUMB | 100001641.JPG
100001642 | ELEMENT WATER HEATER 3 X 1000W X 475MM 230VAC (ARISTON) 5 BOLTS WITH THERMOSTAT | PL3269 | PLUMB | 100001642.JPG
100001643 | FOAM SPRAY 1000 GRAM | B000BQWLCS | OMSP | 100001643.jpg
100001644 | PVC ELBOW 10" SCH 80 90º | MODEL #: PVC 00300 2400 | PLUMB | 100001644.jpg
100001645 | COUPLING PVC 10" SCH 80 | PL3275 | PLUMB | 100001645.jpg
100001646 | SAFETY VALVE 3/4" FOR BOILER | B0054692TA | PLUMB | 100001646.JPG
100001648 | ELBOW GI 2" 90º | PL3279 | PLUMB | 100001648.jpg
100001649 | ELBOW GI 3/4" 90º | PL3280 | PLUMB | 100001649.jpg
100001650 | ELBOW PVC 1" SCH 80 90º | PL3281 | PLUMB | 100001650.jpg
100001651 | FLOOR DRAIN 10CMX10CM PLASTIC | PL3284 | PLUMB | 100001651.jpg
100001653 | THERMOSTAT FOR BOILER 16-AMP ARISTON (ITALY) | PL3287 | PLUMB | 100001653.jpg
100001654 | THERMOSTAT FOR BOILER 200-LTR ARISTON (ITALY) | PL3288 | PLUMB | 100001654.jpg
100001659 | BRASS NOZZLE 3/4" AS PER SAMPLE | MANUFACTURER PART # 836-030 | PLUMB | 100001659.jpg
100001660 | THERMOSTAT FOR BOILER 500-LTR ARISTON | PL3306 | PLUMB | 100001660.jpg
100001662 | PVC BALL VALVE 3" SCH 80 | MANUFACTURER PART # 21132 | PLUMB | 100001662.jpg
100001665 | CHECK VALVE BRASS 3/4" | PN16 | PLUMB | 100001665.jpg
100001666 | SEWAGE GRINDER PUMP KW/P1 5.3 KW/P2 4.4 3PHASE 380V AMP 9.5 RPM 2800 SN 17308 HZ50(ZOELLER) | PL3313 | PLUMB | 100001668.jpg
100001668 | BUSHING REDUCER 2" X 1 1/2" GI | ITEM# 20041640 | PLUMB | 100001666.jpg
100001669 | BUSHING REDUCER PVC 6" X 2" SCHEDULE 80 | MANUFACTURER PART # 837-420 | PLUMB | 100001669.jpg
100001671 | TEE GI 1 1/2" 90º | PL3322 | PLUMB | 100001671.jpg
100001672 | ELEMENT WATER HEATER 3000W 220VAC WITH GASKET & THERMOSTAT (ARISTON) | ARISTON 3KW | PLUMB | 100001672.JPG
100001673 | ELEMENT WATER HEATER 2000W, 230V, 425MM (TURKEY) | PL3326 | PLUMB | 100001673.JPG
100001674 | ELEMENT WATER HEATER 2000W 1 1/4" X 270MM 220VAC (THERMIX) WITH THERMOSTAT | THERMIX - 2KW | PLUMB | 100001674.JPG
100001675 | ELEMENT WATER HEATER 3000W 1 1/2" X 260MM (THERMIX) WITH THERMOSTAT | B00D840RBM | PLUMB | 100001675.JPG
100001676 | ELEMENT WATER HEATER 3000 WATT 5-BOLT WITH GASKET AND THERMOSTAT ARISTON | PL3331 | PLUMB | 100001676.JPG
100001678 | TEE PVC 2" SCHEDULE 80 45º | MANUFACTURER PART # 801-020 | PLUMB | 100001678.JPG
100001679 | PVC ELBOW 6" SCHEDULE 40 45º | MANUFACTURER PART # 806-030 | PLUMB | 100001679.jpg
100001681 | ELBOW PVC 3/4" SCHEDULE 40 90º | SKU # 193712 | PLUMB | 100001681.jpg
100001683 | HOSE CLAMP GI 3/4" | PRODUCT CODE: HC 3/4 | PLUMB | N/A
100001684 | TEE GI 3/4" 90º | PL3344 | PLUMB | 100001684.jpg
100001686 | ELBOW GI 3" 90º | PL3349 | PLUMB | 100001686.jpg
100001687 | ELBOW GI 4" 90º | PL3350 | PLUMB | 100001687.jpg
100001690 | COUPLING REDUCER GI 4" X 2" | B003GSL3VI | PLUMB | 100001690.jpg
100001691 | COUPLING REDUCER GI 2" X 1" | ASIN: B003GSL3MC | PLUMB | 100001691.jpg
100001692 | COUPLING REDUCER GI 3" X 2" | B003GSL3TK | PLUMB | 100001692.jpg
100001693 | BUSHING REDUCER GI 2"X 2 1/2" | MSC PART #:36900637 | PLUMB | 100001693.jpg
100001694 | BUSHING REDUCER GI 2"X1/2" | B003GSL3L8 | PLUMB | 100001694.jpg
100001695 | UNION PPR 3/4" INSIDE THREAD | B000BO9TUW | PLUMB | 100001695.JPG
100001696 | ELEMENT WATER HEATER 2500W, WITH GASKET & THERMOSTAT (ARISTON) | PL3362 | PLUMB | 100001696.JPG
100001698 | PIPE PVC 2" SCH 80 X 4MTR | PL3364 | PLUMB | 100001698.jpg
100001700 | PIPE INSULATION 1" X 120CM | PL3366 | OMSP | 100001700.jpg
100001702 | PIPE INSULATION 3" X 120CM | PL3368 | OMSP | 100001702.jpg
100001703 | UNION PVC 2" SCH 80 |  | PLUMB | 100001703.jpg
100001704 | FLANGE PVC 8" SCH 80 | 8.11603E+11 | PLUMB | 100001704.JPG
100001705 | GASKET FLANGE 8" | 54211174494 | PLUMB | 100001705.jpg
100001706 | NUT AND BOLT M16 X 125MM WITH 2 PLATE WASHER (FOR PVC FLANGE 8") | PL3372 | PLUMB | 100001706.jpg
100001707 | ELBOW PVC 1/2" INSIDE THREAD SCHEDULE 80 90º | 808-005 | PLUMB | 100001707.jpg
100001708 | GI WIRE 2.5MM | B000HYOH44 | PLUMB | 100001708.jpg
100001709 | BALL VALVE 1 1/2" BRASS | PL3376 | PLUMB | 100001709.jpg
100001710 | BALL VALVE 3" BRASS | PL3378 | PLUMB | 100001710.jpg
100001711 | BALL VALVE 4" BRASS | PL3379 | PLUMB | 100001711.jpg
100001712 | PVC BALL VALVE 1" SCH 80 | PL3381 | PLUMB | 100001712.jpg
100001713 | BALL VALVE PVC 1 1/4" SCH 80 | PL3382 | PLUMB | 100001713.jpg
100001714 | BALL VALVE PVC 1 1/2" SCHEDULE 80 INSIDE THREAD | PL3383 | PLUMB | 100001714.jpg
100001715 | PVC BALL VALVE 4" SCH 40 | PL3384 | PLUMB | 100001715.jpg
100001716 | PVC BUSHING REDUCER 1 1/4"X1" SCH 80 | PL3387 | PLUMB | 100001716.jpg
100001719 | COUPLING PVC 1/2" SCH 80 INSIDE THREAD | PL3402 | PLUMB | 100001719.jpg
100001720 | COUPLING PVC 1/2" SCH 80 | PL3403 | PLUMB | 100001720.jpg
100001721 | PVC COUPLING 1 1/2" SCH 80 | PL3404 | PLUMB | 100001721.jpg
100001722 | COUPLING GI 1 1/4" | PL3407 | PLUMB | 100001722.jpg
100001723 | COUPLING GI 4" | PL3408 | PLUMB | 100001723.jpg
100001724 | PVC FEMALE COUPLING ADAPTOR 1" SCH 80 | PL3409 | PLUMB | 100001724.jpg
100001725 | COUPLING REDUCER GI 1"X1/2" | PL3418 | PLUMB | 100001725.jpg
100001726 | PVC BUSHING 4"x 1 1/4" SCH 80 |  | PLUMB | 100001726.jpg
100001727 | BUSHING REDUCER PVC 2X1" SCH 80 | PL3425 | PLUMB | 100001726.jpg
100001728 | BUSHING REDUCER PVC 1X3/4" SCHEDULE 80 | PL3427 | PLUMB | 100001728.jpg
100001729 | POLYURETHANE FOAM SHEET 2M X 1.5M X 20MM |  | OMSP | 100001729.jpg
100001732 | PVC PIPE 4" SCH 80 X 4MTR | PL3432 | PLUMB | 100001732.jpg
100001734 | TEE PPR 2"X 1-1/4" 90º | PL3436 | PLUMB | 100001734.jpg
100001735 | TEE PPR 3/4" 90º | PL3438 | PLUMB | 100001735.jpg
100001736 | TEE GI 1 1/4"X1/2" | PL3439 | PLUMB | 100001736.jpg
100001737 | TEE GI 1 1/4"X3/4" | PL3440 | PLUMB | 100001737.jpg
100001738 | PIPE PPR 1 1/2" X 4MTR | PL3441 | PLUMB | 100001738.jpg
100001739 | PIPE PPR 2 1/2" X 4MTR | PL3442 | PLUMB | 100001739.jpg
100001740 | PVC PIPE 1 1/2" SCH 80 X 4MTR | PL3444 | PLUMB | 100001740.jpg
100001741 | PVC PIPE 3" SCH 80 X 4MTR | PVC 3" | PLUMB | 100001741.jpg
100001743 | GATE VALVE BRASS 10" | G300 1 | PLUMB | 100001743.jpg
100001744 | GATE VALVE BRASS 1 1/2" | WDGV150F | PLUMB | 100001744.jpg
100001745 | FLOOR DRAIN 10CMX10CM STEEL | B019YWTYTM | PLUMB | 100001745.JPG
100001747 | FLEXIBLE PIPE 1/2" X 40CM (FOR SINK) | B00NQ86YUI | PLUMB | 100001747.jpg
100001749 | PVC ELBOW 3/4" SCH 80 90º INSIDE THREAD | PL3476 | PLUMB | 100001749.jpg
100001752 | TEE PPR 1/2" 90º | PL3479 | PLUMB | 100001752.jpg
100001753 | TEE PPR 2"X1 1/2" 90º | PL3480 | PLUMB | 100001753.jpg
100001754 | PVC TEE 1 1/4" SCH 80 90º | PL3481 | PLUMB | 100001754.jpg
100001755 | TEE PVC 1" SCHEDULE 80 90º | 802-131 | PLUMB | 100001755.jpg
100001757 | UNION GI 1 1/2" | PL3485 | PLUMB | 100001757.jpg
100001758 | ELBOW GI 2" 45º | PL3487 | PLUMB | 100001758.jpg
100001759 | PPR ELBOW 4" ONE SIDE THREAD 90DEGREE | PL3488 | PLUMB | 100001759.jpg
100001760 | ELBOW GI 1" 45º | PL3489 | PLUMB | 100001760.jpg
100001761 | ELBOW GI 3/4" 45º | PL3490 | PLUMB | 100001761.jpg
100001762 | ELBOW GI 3/4" OUTSIDE/INSIDE THREAD 90º | PL3491 | PLUMB | 100001762.jpg
100001763 | ELBOW PVC 1" SCH 80 90º ONESIDE THREAD | PL3494 | PLUMB | 100001763.jpg
100001764 | PVC ELBOW 1 1/4" SCH 80 90º | PL3496 | PLUMB | 100001764.jpg
100001765 | PVC ELBOW 2" SCH 80 45º | PL3497 | PLUMB | 100001765.jpg
100001766 | PVC ELBOW 2" SCH 80 90º | PL3498 | PLUMB | 100001766.jpg
100001767 | ELEMENT WATER HEATER 4500W, 380V, 290MM 1.5" (TURKEY) WITH THERMOSTAT | PL3499 | PLUMB | 100001767.jpg
100001768 | GATE VALVE BRASS 1 1/4" | PL3507 | PLUMB | 100001768.jpg
100001769 | ELEMENT WATER HEATER 6000W, 380V, 290MM 1.5" (TURKEY) WITH THERMOSTAT | PL3509 | PLUMB | 100001769.jpg
100001770 | ELEMENT WATER HEATER 3500-4500W, 208-240V (USA) 340MM | PL3510 | PLUMB | 100001770.jpg
100001771 | TEE PPR 1/2" INSIDE THREAD 90º | PL3511 | PLUMB | 100001771.JPG
100001772 | PIPE PVC 1/2" SCHEDULE 80 LENGTH 4MTR | PL3516 | PLUMB | 100001772.jpg
100001773 | PIPE PVC 3/4" SCH 80 X 4MTR | PL3517 | PLUMB | 100001773.jpg
100001774 | PVC ELBOW 3/4" SCH 80 90º | PL3520 | PLUMB | 100001774.jpg
100001775 | PVC ELBOW 3/4" SCH 80 45º | PL3521 | PLUMB | 100001775.jpg
100001776 | PVC COUPLING 3/4" SCH 80 | PL3523 | PLUMB | 100001776.jpg
100001777 | PVC ELBOW 4" SCH 80 90º | PL3525 | PLUMB | 100001777.jpg
100001778 | FLEXIBLE PIPE 60 CM 1/2" (FOR SINK) | PL3526 | PLUMB | 100001778.jpg
100001779 | PLASTIC HOSE PIPE 1" | PL3527 | PLUMB | 100001779.jpg
100001780 | TEE GI 3/4" X 1/2" | PL3530 | PLUMB | 100001780.jpg
100001781 | GATE VALVE BRASS 2 1/2" | PL3531 | PLUMB | 100001781.jpg
100001782 | GATE VALVE GI 8" FLANGE TYPE | PL3533 | PLUMB | 100001782.jpg
100001783 | PVC COUPLING 4" SCH 80 | PL3534 | PLUMB | 100001783.jpg
100001784 | TEE PVC 1 1/2" SCHEDULE 80 90º | PL3535 | PLUMB | 100001784.jpg
100001785 | PVC MALE ADAPTER 2" SCH 80 | PL3537 | PLUMB | 100001785.jpg
100001786 | PVC COUPLING 3" SCH 80 ONE SIDE W/ THREAD | PL3538 | PLUMB | 100001786.jpg
100001788 | NIPPLE GI 1 1/2" | PL3546 | PLUMB | 100001788.jpg
100001789 | PVC BUSHING REDUCER 3/4" X 1/2" SCH 80 | PL3548 | PLUMB | 100001789.jpg
100001790 | ELBOW GI 1 1/2" 90º | PL3549 | PLUMB | 100001790.jpg
100001791 | ELBOW GI 1 1/4" 90º | PL3550 | PLUMB | 100001791.jpg
100001792 | PVC MALE ADAPTOR 1 1/2" SCH 80 | PL3551 | PLUMB | 100001792.jpg
100001793 | PVC MALE ADAPTER 1'' SCH 80 | PL3556 | PLUMB | 100001793.jpg
100001794 | MALE ADAPTOR PVC 3/4" SCHEDULE 80 | PL3557 | PLUMB | 100001794.jpg
100001795 | MALE ADAPTOR PVC 1/2" SCHEDULE 80 | PL3558 | PLUMB | 100001795.jpg
100001796 | COUPLING GI 1 1/2" | PL3559 | PLUMB | 100001796.jpg
100001797 | BUSHING REDUCER GI 3/4" X 1 1/4" | GI 3/4"X1 1/4" | PLUMB | 100001797.jpg
100001798 | ELBOW GI 1/2" 45D | PL3562 | PLUMB | 100001798.jpg
100001799 | TEE GI 1 1/2"X1 1/4" | PL3564 | PLUMB | 100001799.jpg
100001801 | TEE GI 1 1/4" X 1" 90º | PL3566 | PLUMB | 100001801.jpg
100001802 | TEE GI 3 "X 2" | PL3567 | PLUMB | 100001802.jpg
100001803 | FEMALE ADAPTOR PVC 2" SCHEDULE 80 | PL3569 | PLUMB | 100001803.jpg
100001804 | CPVC BALL VALVE 4" POLYETHYLENE | PL3570 | PLUMB | 100001804.jpg
100001805 | PVC MALE ADAPTOR 1 1/4" SCH 80 | PL3572 | PLUMB | 100001805.jpg
100001806 | TEE UPVC 3/4" SCH 80 | PL3574 | PLUMB | 100001806.jpg
100001807 | PVC TEE 1/2"X3/4" SCH 80 | PL3575 | PLUMB | 100001807.jpg
100001808 | PVC ELBOW 4" SCH 80 45º | PL3582 | PLUMB | 100001808.jpg
100001809 | PVC ELBOW 3" SCH 80 45º | PL3583 | PLUMB | 100001809.jpg
100001811 | PVC TEE (WYE) 4" SCH 80 45º | PL3586 | PLUMB | 100001811.jpg
100001813 | BUTTERFLY VALVE 2 1/2" | PL3596 | PLUMB | 100001813.jpg
100001814 | PIPE GI 1 1/4" X 6 MTR | PL3598 | PLUMB | 100001814.jpg
100001816 | PVC BUSHING REDUCER1 1/4"X1 1/2" SCH 80 | PL3602 | PLUMB | 100001816.jpg
100001817 | PVC ELBOW 1 1/2" SCH 80 45º | PL3603 | PLUMB | 100001817.jpg
100001819 | ELBOW GI 3" 45D | PL3610 | PLUMB | 100001819.jpg
100001820 | ELBOW GI 2.5" 90º | PL3611 | PLUMB | 100001820.jpg
100001821 | Y TYPE STRAINER BRASS 1.5" | PL3612 | PLUMB | 100001821.jpg
100001822 | UPVC UNION 3/4" SCH 80 | PL3614 | PLUMB | 100001822.jpg
100001823 | BUSHING REDUCER GI 1"X1 1/4" | PL3616 | PLUMB | 100001823.jpg
100001824 | CHECK VALVE BRASS 1" | QTHA-2FB0 | PLUMB | 100001824.jpg
100001825 | PVC UNION 1 1/2" SCH 80 | PL3633 | PLUMB | 100001825.jpg
100001826 | UNION PPR 1 1/4" ONE SIDE W/ THREAD | PL3637 | PLUMB | 100001826.jpg
100001827 | HOSE CLAMP GI 2" | PL3640 | PLUMB | 100001827.jpg
100001828 | BUSHING REDUCER GI 3"X1 1/4" | PL3641 | PLUMB | 100001828.jpg
100001829 | END PLUG PPR 3/4" | PL3642 | PLUMB | 100001829.JPG
100001830 | END PLUG PPR 1" | PL3643 | PLUMB | 100001830.JPG
100001831 | COUPLING REDUCER GI 1"X1 1/4" | PL3644 | PLUMB | 100001831.jpg
100001832 | TEE GI 2"X1" | PL3646 | PLUMB | 100001832.jpg
100001833 | BUSHING REDUCER GI 3" X 2" | B00GFRI1US | PLUMB | 100001833.jpg
100001834 | CHECK VALVE BRASS 2 1/2" | PL3648 | PLUMB | 100001834.jpg
100001835 | THERMOSTAT CAPILLARY 30-90C 16A 250V | ARTUMBER90-244 | HVAC | 100001835.JPG
100001836 | BALL VALVE PVC 2" SCHEDULE 80 INSIDE THREAD | 4721L3-020CSR | PLUMB | 100001836.jpg
100001837 | COUPLING REDUCER PPR 1 1/4"X3/4" | PL3665 | PLUMB | 100001837.jpg
100001838 | COUPLING REDUCER PPR 1 1/2"X1" | PL3667 | PLUMB | 100001838.jpg
100001839 | UNION PPR 4" ONE SIDE THREAD | PL3668 | PLUMB | 100001839.jpg
100001840 | ELBOW PPR 1 1/4" ONE SIDE W/ THREAD 90* | PL3669 | PLUMB | 100001840.jpg
100001842 | TEE PPR 1 1/2" X 3/4" | PL3674 | PLUMB | 100001842.jpg
100001843 | TEE PPR 1" X 3/4" | PL3675 | PLUMB | 100001843.jpg
100001844 | TEE PPR 1 1/4" X 3/4" | PL3676 | PLUMB | 100001844.jpg
100001845 | GATE VALVE PPR 1 1/4" | PL3678 | PLUMB | 100001845.jpg
100001846 | COUPLING REDUCER PPR 2" X 1 1/2" | PL3679 | PLUMB | 100001846.jpg
100001847 | MALE ADAPTOR PVC 3" SCH 40 | PL3693 | PLUMB | 100001847.jpg
100001848 | MALE ADAPTOR PVC 2" SCH 40 | PL3694 | PLUMB | 100001848.jpg
100001849 | MALE ADAPTOR PVC 3/4" SCHEDULE 80 (BRASS THREAD) | BRASS THREAD | PLUMB | 100001849.jpg
100001850 | PVC UNION 2 1/2" SCH 80 | PL3698 | PLUMB | 100001850.jpg
100001851 | PVC ELBOW 2 1/2" SCH 80 90º | PL3699 | PLUMB | 100001851.jpg
100001852 | PVC COUPLING 1 1/4" SCH 80 | PL3703 | PLUMB | 100001852.jpg
100001853 | PVC ELBOW 1 1/4" SCH 80 45º | PL3704 | PLUMB | 100001853.jpg
100001854 | BUSHING REDUCER GI 2" X 1" | PL3705 | PLUMB | 100001854.jpg
100001855 | PVC BALL VALVE 2 1/2" SCH 80 | PL3712 | PLUMB | 100001855.jpg
100001856 | BALL VALVE PVC 3" SCH 40 | PL3713 | PLUMB | 100001856.jpg
100001857 | TEE GI 1" X 3/4" 90º | PL3724 | PLUMB | 100001857.jpg
100001858 | BUSHING REDUCER GI 4 "X 2 1/2" | PL3725 | PLUMB | 100001858.jpg
100001859 | COUPLING REDUCER PPR 1 1/2"X3/4" | PL3726 | PLUMB | 100001859.jpg
100001860 | PVC UNION 1 1/4" SCH 80 | PL3728 | PLUMB | 100001860.jpg
100001861 | COUPLING REDUCER PPR 3/4"X1/2" | PL3732 | PLUMB | 100001861.jpg
100001862 | PVC BUSHING REDUCER 1 1/4"X3/4" SCH 80 | PL3736 | PLUMB | 100001862.jpg
100001863 | PVC BUSHING REDUCER 3"X1 1/2" SCH 80 | PL3737 | PLUMB | 100001863.jpg
100001864 | PVC BUSHING REDUCER 2" X 1/2" SCH 80 | PL3738 | PLUMB | 100001864.jpg
100001865 | SHOWER TRAY 80CMX80CM | PL3741 | PLUMB | 100001865.jpg
100001866 | ELBOW PPR 1" 45º | PL3742 | PLUMB | 100001866.jpg
100001867 | TEE PVC 1/2" THREAD SCHEDULE 80 90º | PL3746 | PLUMB | 100001867.jpg
100001868 | PVC ELBOW 1 1/2" SC 80 90D | PL3750 | PLUMB | 100001868.jpg
100001869 | MALE ADAPTOR PVC 2" SCHEDULE 80 | PL3751 | PLUMB | 100001869.jpg
100001870 | FLEXIBLE PIPE 3/4" 60CM | PL3757 | PLUMB | 100001870.jpg
100001871 | FLEXIBLE PIPE 30CM (1/2") | PL3758 | PLUMB | 100001871.jpg
100001872 | PIPE GI 2" X 6 MTR | PL3759 | PLUMB | 100001872.jpg
100001873 | PIPE GI 3" X 6 MTR | PL3760 | PLUMB | 100001873.jpg
100001874 | PIPE GI 4" X 6 MTR | PL3761 | PLUMB | 100001874.jpg
100001875 | PIPE GI 5" X 6 MTR | PL3762 | PLUMB | 100001875.jpg
100001876 | PIPE GI 1 1/2" X 6 MTR | B015Z6N21W | PLUMB | 100001876.jpg
100001877 | FLEXIBLE PIPE 100CM X 1/2" FOR BOILER | PL3765 | PLUMB | 100001877.jpg
100001878 | NIPPLE JOINT GI 2.5" | B00VSTCRN0 | PLUMB | 100001878.jpg
100001879 | FLEXIBLE PIPE 1/2" X 50CM | PL3779 | PLUMB | 100001879.jpg
100001880 | BALL VALVE PVC 1 1/2" SCHEDULE 80 | PL3780 | PLUMB | 100001880.jpg
100001881 | COUPLING GI 1/4" | PL3781 | PLUMB | 100001881.jpg
100001882 | ELBOW GI 1/4" | PL3782 | PLUMB | 100001882.jpg
100001883 | FLOOR DRAIN 12CMX12CM STEEL | PL3788 | PLUMB | 100001883.JPG
100001884 | GASKET FOR FLANGE BY METER | PL3792 | PLUMB | 100001884.jpg
100001885 | PVC PIPE 1 1/4" SCH 80 X 4MTR | PL3803 | PLUMB | 100001885.jpg
100001886 | PIPE PPR 1 1/4" X 4MTR | PL3804 | PLUMB | 100001886.jpg
100001887 | BALL VALVE PPR 1 1/2" | PL3811 | PLUMB | 100001887.jpg
100001888 | BALL VALVE PPR 1 1/4" | PL3812 | PLUMB | 100001888.jpg
100001889 | TEE PPR 3/4" X 1/2" 90D | PL3817 | PLUMB | 100001889.jpg
100001890 | NUT AND BOLT M12 X 125CM WITH 2 PLATE WASHER (FOR PVC FLANGE 6") | PL3823 | PLUMB | 100001890.jpg
100001891 | PVC BALL VALVE 3/4" SCH 80 | PL3825 | PLUMB | 100001891.jpg
100001892 | PVC CHECK (FOOT) VALVE 2" SPRING TYPE | PL3831 | PLUMB | 100001892.JPG
100001893 | PVC CHECK (FOOT) VALVE 1 1/2" SPRING TYPE | PL3832 | PLUMB | 100001893.JPG
100001894 | SHOWER SET 7-PCS CERAMIC | PL3833 | PLUMB | 100001894.jpg
100001895 | PVC COUPLING REDUCER 2"X3" SCH 40 | PL3834 | PLUMB | 100001895.jpg
100001896 | COUPLING PVC 1 1/2" SCHEDULE 80 INSIDE THREAD | PL3836 | PLUMB | 100001896.jpg
100001897 | TEE PPR 1"X1 1/4" 90º | PL3838 | PLUMB | 100001897.jpg
100001898 | COUPLING REDUCER GI 3"X2 1/2" | PL3844 | PLUMB | 100001898.jpg
100001899 | ELEMENT WATER HEATER 6000W, 240V (USA) 380MM | PL3845 | PLUMB | 100001899.jpg
100001900 | UNION PPR 3/4" | PL3848 | PLUMB | 100001900.jpg
100001901 | UNION GI 2 1/2" | PL3852 | PLUMB | 100001901.jpg
100001902 | BOILER FLEXIBLE PIPE 90CM | PL3853 | PLUMB | 100001902.jpg
100001903 | FLOOR DRAIN 10CMX10CM STEEL ROUND TYPE | PL3856 | PLUMB | 100001903.JPG
100001904 | PVC BUSHING REDUCER 1 1/2" X 3/4" SCH 80 | PL3874 | PLUMB | 100001904.jpg
100001905 | PLASTIC HOSE PIPE 3/4" by Roll (50MT) | PL3875 | PLUMB | 100001905.jpg
100001906 | TEE GI 3" X 11/2" 90º | PL3893 | PLUMB | 100001906.jpg
100001907 | TEE GI 2" X 1/2" 90º | PL3894 | PLUMB | 100001907.jpg
100001908 | TEE GI 2" X 3/4" 90º | PL3895 | PLUMB | 100001908.jpg
100001909 | BUSHING REDUCER GI 2" X 1 1/4" | PL3914 | PLUMB | 100001909.jpg
100001910 | BUSHING REDUCER GI 1/2"X1 1/4" | PL3915 | PLUMB | 100001910.jpg
100001911 | BUSHING REDUCER GI 1 1/2" X 1/2" | PL3916 | PLUMB | 100001911.jpg
100001913 | COUPLING REDUCER PVC 2"X1 1/2" SCHEDULE 80 | PL3920 | PLUMB | 100001913.jpg
100001914 | TEE PPR 1 1/2" 90º | PL3925 | PLUMB | 100001914.jpg
100001915 | PRESSURE GAUGE 21 BAR / 300 PSI NPT 1/4" | PL3929 | PLUMB | 100001915.jpg
100001916 | PRESSURE GAUGE 16 BAR / 240 PSI NPT 1/4" | PL3930 | PLUMB | 100001916.jpg
100001917 | PRESSURE GAUGE 12 BAR / 180 PSI | PL3931 | PLUMB | 100001917.jpg
100001918 | PRESSURE GAUGE 100MM-1/4" NPT 111 - 117 21BAR - 280PSI / 20KG/CM2 | PL3932 | PLUMB | 100001918.jpg
100001919 | PRESSURE GAUGE 20 BAR | PL3935 | PLUMB | 100001919.jpg
100001920 | ELEMENT WATER HEATER 4500W, 230V (USA) 380MM | PL3947 | PLUMB | 100001924.jpg
100001921 | IRRIGATION COUPLING 50MM ONE SIDED WITH THREAD |  | PLUMB | 100001920.jpg
100001922 | ELEMENT WATER HEATER 18000W, 208V, 790MM 3 PHASE | PL3953 | PLUMB | 100001921.JPG
100001923 | STEEL FLEXIBLE PIPE CONNECTOR 2" 4-BOLTS | PL3960 | PLUMB | 100001922.JPG
100001924 | BALL VALVE PVC 1" SCHEDULE 80 INSIDE THREAD | PL3962 | PLUMB | 100001923.JPG
100001925 | PVC BALL VALVE 1/2" SCH 80 INSIDE THREAD | PL3963 | PLUMB | 100001925.jpg
100001926 | TEFLON TAPE 19mm X 0.2mm X 15mr | PL3966 | PLUMB | 100001926.jpg
100001927 | PVC BALL VALVE 4 " SCHED 80 | PL3967 | PLUMB | 100001927.jpg
100001928 | ACORN WATER DIAPHRAGM ASSEMBLY 1KAA3Mfr. Model # 2563-010-001 | 2563-010-001 | PLUMB | 100001933.jpg
100001929 | VALVE STOP ACORN 2755-000-001 HS CODE 85087000 | PL5001 | PLUMB | 100001928.JPG
100001930 | 1" ANTI SIPHONPRESSURE VACCUM BREAKER | PL5002 | PLUMB | 100001929.JPG
100001931 | FLEXIBLE CONNECTION BACKFLOW PREVENTER MODEL N9-CD | PL5003 | PLUMB | 100001930.JPG
100001932 | 3/4 HOSE CONNECTION BACK FLOW PREVENTER MODEL N9- CD | PL5004 | PLUMB | 100001931.JPG
100001933 | UNION PPR 1 1/4" | PL6556 | PLUMB | 100001932.jpg
100001934 | PPR ½” X ¾” FEMALE THREADED ADAPTER | PL6557 | PLUMB | 100001934.jpg
100001936 | FIRE EXTINGUISHER 5-KG | SAT001 | OMSP | 100001936.jpg
100001937 | CAUTION TAPE | SAT004 | OMSP | 100001937.jpg
100001938 | TRASH BAG 33" X 33" | SAT007 | OMSP | 100001938.jpg
100001939 | TRASH BAG 33" X 33" | SAT010 | OMSP | 100001939.jpg
100001940 | PLASTIC SHEET 1-MTR WIDE X ROLL | SAT012 | OMSP | 100001940.jpg
100001941 | DUST MASK | SAT013 | OMSP | 100001941.jpg
100001942 | FACE MASK FILTER | SAT016 | OMSP | 100001942.jpg
100001943 | PLASTIC SHEET (WIDE 2-MTR) | SAT019 | OMSP | 100001943.jpg
100001944 | FIRE EXTINGUISHER 12-KG | SAT020 | OMSP | 100001944.jpg
100001945 | FIRE EXTINGUISHER 10-KG | SAT021 | OMSP | 100001945.jpg
100001946 | FIRE EXTINGUISHER 8-KG | SAT022 | OMSP | 100001946.jpg
100001947 | FIRE EXTINGUISHER 4-KG | SAT023 | OMSP | 100001947.jpg
100001948 | FIRE EXTINGUISHER 3-KG | SAT024 | OMSP | 100001948.jpg
100001949 | FIRE EXTINGUISHER 6-KG | SAT025 | OMSP | 100001949.jpg
100001950 | FIRE EXTINGUISHER 25 KG | SAT027 | OMSP | 100001950.jpg
100001951 | FIRE EXTINGUISHER 25-KG | SAT028 | OMSP | 100001951.jpg
100001952 | FIRE EXTINGUISHER 4.5 KG REFILL DRY POWDER | SAT029 | OMSP | 100001952.jpg
100001953 | REBAR STEEL 12MM X 6MTR | WLD001 | OMSP | 100001952.jpg
100001954 | CUTTING DISK 9" | WLD002 | OMSP | 100001954.jpg
100001955 | POLISH DISK 7" | WLD003 | OMSP | 100001955.jpg
100001956 | WELDING ROD 2.5MM (3/32") X 300MM | 2.5MM (3/32") X 300MM | OMSP | 100001954.jpg
100001957 | METAL STRIP 5CM X 4MM X 6M | WLD006 | OMSP | 100001957.JPG
100001958 | METAL STRIP 3CM X 4MM X 6M | WLD008 | OMSP | 100001958.JPG
100001959 | ANGLE BAR 1" | WLD011 | OMSP | 100001959.JPG
100001960 | ANGLE IRON 2" X 6M X 3MM |  | OMSP | 100001960.JPG
100001961 | METAL SHEET 2MM THICKNESS (250CMX125CM) | WLD014 | OMSP | 100001961.jpg
100001962 | IRON PIPE 2" | WLD019 | OMSP | 100001962.jpg
100001963 | GI PIPE 3" X 6 MTR | WLD020 | OMSP | 100001963.jpg
100001964 | IRON PIPE 4" | WLD021 | OMSP | 100001964.jpg
100001965 | IRON PIPE 5" | WLD022 | OMSP | 100001965.jpg
100001966 | BEARING 6209Z | WLD023 | OMSP | 100001966.JPG
100001967 | BEARING 55MM | WLD024 | OMSP | 100001967.jpg
100001968 | TUBING STEEL (PROFILE) 40X80X2MM X 6M | WLD028 | OMSP | 100001968.jpg
100001969 | TUBING STEEL (PROFILE) 40X40X2MM | WLD031 | OMSP | 100001969.jpg
100001970 | METAL ROUND HINGE 16MM | WLD032 | OMSP | 100001970.jpg
100001971 | METAL ROUND HINGE 25MM | WLD034 | OMSP | 100001971.jpg
100001972 | BLIND RIVET 3.2 MM X 12.7 MM | WLD038 | OMSP | 100001972.jpg
100001973 | BLIND RIVET 4.0 MM X 12.7 MM | WLD039 | OMSP | 100001973.jpg
100001974 | BEARING 6309 | WLD045 | OMSP | 100001974.jpg
100001975 | BEARING NTN 6307Z | WLD046 | OMSP | 100001975.jpg
100001976 | BEARING DPI 6205Z | WLD047 | OMSP | 100001976.jpg
100001977 | METAL STRIP 2.5CM X 6MTR | WLD055 | OMSP | 100001977.jpg
100001978 | MAKITA DISK CUTTING 14" 355 X 3 X 25.5 MM | WLD059 | OMSP | 100001978.jpg
100001979 | DISK CUTTING 4" METAL 115 X 3 22.2 MM | WLD068 | OMSP | 100001979.jpg
100001980 | MAKITA POLISH DISK 4" | WLD069 | OMSP | 100001980.jpg
100001981 | OLYMPUS WHEEL POLISH DISK 9" | WLD070 | OMSP | 100001981.jpg
100001982 | ANGLE BAR 3" | WLD071 | OMSP | 100001982.jpg
100001983 | ANGLE BAR 4" | WLD072 | OMSP | 100001983.jpg
100001984 | ANGLE BAR 6" | WLD073 | OMSP | 100001984.jpg
100001985 | REBAR STEEL 20MM X 12 M | WLD075 | OMSP | 100001985.jpg
100001986 | MAKITA DISK CUTTING 7" 180 X 3 X 22.23 MM | WLD078 | OMSP | 100001986.jpg
100001987 | METAL ROUND HINGE 13MM | WLD079 | OMSP | 100001987.jpg
100001988 | METAL ROUND HINGE15MM | WLD080 | OMSP | 100001988.JPG
100001989 | METAL ROUND HINGE18MM | WLD081 | OMSP | 100001989.JPG
100001990 | METAL ROUND HINGE 23MM | WLD082 | OMSP | 100001990.JPG
100001991 | BLIND RIVET 4.8MM X 25.4 MM | WLD087 | OMSP | 100001991.jpg
100001992 | METAL ROUND HINGE 27MM | WLD092 | OMSP | 100001992.JPG
100001993 | PHC101PROBE FOR LDO AND LBOD | WTP002 | OMSP | 100001993.jpg
100001994 | ALUMINUM DISH PK/100 | WTP003 | OMSP | 100001994.jpg
100001995 | DIGESTION SOLUTION FOR COD,LR 3 150MG/L RANG | WTP004 | OMSP | 100001995.jpg
100001996 | DIGESTION SOLUTION FOR COD,HR 20 1500MG/I RANG | WTP005 | OMSP | 100001996.jpg
100001997 | HQ40D PORTABLE METER | WTP006 | OMSP | 100001997.jpg
100001998 | PORTABLE TURBID METER 2100Q | WTP008 | OMSP | 100001998.jpg
100001999 | CHLORINE METER CI2 | WTP009 | OMSP | 100001999.jpg
100002000 | SILICA GEL 454GR | WTP011 | OMSP | 100002000.jpg
100002001 | BOD NUTRIENT BUFFER PILLOW PK/50 | WTP012 | OMSP | 100002001.jpg
100002002 | WIPER DISPOSABLE 11X22CM PK/280 | WTP013 | OMSP | 100002002.jpg
100002003 | BUFFER SOLUTION PH4.00 500ML | WTP033 | OMSP | 100002003.jpg
100002004 | BUFFER SOLUTION PH7.00 500ML | WTP034 | OMSP | 100002004.jpg
100002005 | BUFFER SOLUTION PH10.00 500ML | WTP035 | OMSP | 100002005.jpg
100002006 | DISPOSABLE GLOVES PK/100 | WTP042 | OMSP | 100002006.jpg
100002007 | FIRST AID KIT | WTP044 | OMSP | 100002007.jpg
100002008 | MICRO FIBER GLASS FILTER PAPER 47MM PK/100 | WTP046 | OMSP | 100002008.jpg
100002009 | COLI TAG PK/100 | WTP048 | OMSP | 100002009.jpg
100002010 | BOD WATER SAMPLE BTL 250ML | WTP071 | OMSP | 100002010.jpg
100002011 | FULL FACE MASK | WTP072 | OMSP | 100002011.jpg
100002012 | VACUUM PUMP MODEL 2534C-02, 230V, 50-60 HZ 1.1 AMP | WTP083 | OMSP | 100002012.jpg
100002013 | REACTOR DRB200 S/N 1240CO162 | WTP084 | OMSP | 100002013.jpg
100002014 | HACH PH CONDUCTIVITY DISSOLVED OXYGEN METER | HACH SENSION 156 | OMSP | 100002014.jpg
100002015 | DESIGNATOR PLASTIC TYPE | WTP091 | OMSP | 100002015.jpg
100002016 | BUBBLE DIFFUSER SMALL TYPE | WTP103 | OMSP | 100002016.jpg
100002017 | ANALYTICAL BALANCE | WTP106 | OMSP | 100002017.jpg
100002018 | COLI-TEST WATER SAMPLE BAG | WTP116 | OMSP | 100002018.jpg
100002019 | FORCEPS MEMBRANE FILTER | WTP134 | OMSP | 100002019.jpg
100002020 | BEAKER CLAMP | WTP137 | OMSP | 100002020.jpg
100002021 | TYGON R-3603 LATEX TUBING AMBER 5/16 X 7/1 (12 MTR PER ROLL) | R-3603 | OMSP | 100002021.jpg
100002022 | FLASK FILTERING PP 1000ML | WTP144 | OMSP | 100002022.jpg
100002023 | LAB APPRON 27"X36" | WTP146 | OMSP | 100002023.jpg
100002024 | DPD FREE CHLORINE REAGENT FOR 25ML SAMPLE PK/ 100 | WTP150 | OMSP | 100002024.jpg
100002025 | BOTTLE WITH CAP 500ML | WTP151 | OMSP | 100002025.jpg
100002026 | MUFFLE FURNACE 230V, 1PH, 2.4KW MODEL# L5/11B180 | WTP152 | OMSP | 100002026.jpg
100002027 | BOD INCUBATOR MODEL# 205 | WTP154 | OMSP | 100002027.jpg
100002028 | CHLORINE TCCA 90% (TABLET ) PK/20KG | WTP156 | OMSP | 100002028.jpg
100002029 | MAGNETIC FILTER FUNNEL 300ML | WTP158 | OMSP | 100002029.jpg
100002030 | SCHNEIDER CIRCUIT BREAKER C32 32AMPS 400VAC | WTP163 | OMSP | 100002030.jpg
100002031 | ALTERNATOR PART# 10000-18159 |  | OMSP | 100002031.jpg
100002032 | COOLANT ANTI FREEZE PRE-MIXED CATERPILLAR 101-2844 | CATERPILLAR #PART NUMBER 101-2844 | POWERG | 100002032.jpg
100002033 | FUEL FILTER PART# 10000-17464 (2656F853) | 10000-17464(2656F853) | POWERG | 100002033.jpg
100002034 | FUEL FILTER PART# 10000-12854(2656F543) |  | OMSP | 100002034.jpg
100002035 | FUEL TEST KIT- MICRO FIELD TEST (6 PER BX) PART# FT-0110 |  | OMSP | 100002035.jpg
100002036 | INJECTORS PART# 910-015 |  | OMSP | 100002036.jpg
100002037 | INJECTORS PART# 998-621 |  | OMSP | 100002037.jpg
100002038 | INJECTORS PART# 998-700 |  | OMSP | 100002038.jpg
100002039 | METER PART# 620-277 |  | OMSP | 100002039.jpg
100002040 | OIL FILTER 934-181 | 934-181 | OMSP | 100002040.jpg
100002041 | OIL PRESSURE SENDER PN. 622-333 | 622-333 | POWERG | 100002041.jpg
100002042 | RADIATOR HOSE PART# U45537130, L SHAPE |  | OMSP | 100002042.jpg
100002043 | RADIATOR HOSE PART# U45537140, L SHAPE |  | OMSP | 100002043.jpg
100002044 | SWITCH, IGNITION PART# TS-112 |  | OMSP | 100002044.jpg
100002049 | PIPE INSULATION 3/4" X 120CM | PL3367 | PLUMB | 100002049.jpg
100002050 | PIPE INSULATION 4" X 100CM | PL3133 | PLUMB | 100002050.JPG
100002051 | PIPE INSULATION 6" X 100CM | PL3135 | PLUMB | 100002051.JPG
100002052 | PIPE INSULATION 8" X 100CM | PL3134 | PLUMB | 100002052.JPG
100002053 | COPPER PIPE INSULATION BLACK COLOR AERO FLEX 4" | AERO FLEX 4" | PLUMB | 100002053.JPG
100002060 | ELEMENT WATER HEATER 3000 WATT 5-BOLT WITH GASKET AND THERMOSTAT ARISTON | PL3331 | PLUMB | 100002060.JPG
100002081 | ROLLER BRUSH W/ TRAY | PAINT 033 | OMSP | 100002081.jpg
100002082 | KEY BLANK, SILCA UL051 | UL051 | OMSP | 100002082.jpg
100002083 | DRILLING SCREW 1/2" |  | OMSP | 100002083.jpg
100002084 | NAIL FOR WOOD 1/2" | CAR015 | OMSP | 100002084.jpg
100002085 | PAINT BRUSH 5" | PAINT015 | OMSP | 100002085.jpg
100002086 | PAINT BRUSH 6" | PAINT047 | OMSP | 100002086.jpg
100002087 | PVC KICKE PLATE | CAR047 | OMSP | 100002087.jpg
100002088 | SPRAY COLOR GRAY | PAINT005 | OMSP | 100002088.jpg
100002089 | SPRAY PAINT COLOR SILVER | PAINT036 | OMSP | 100002089.jpg
100002090 | SPRAY PAINT COLOR WHITE | PAINT035 | OMSP | 100002090.jpg
100002092 | LAMP 400 WATT METAL HALIDE BT37 (BLOW TUBULAR) | ELT1601 | OMSP | 100002092.JPG
100002093 | SQUARE D MAIN CIRCUIT BREAKER 30 AMP 220- 480VAC 34030 | SQUARE D 34030 | OMSP | 100002093.JPG
100002094 | PELSAN FIXTURE PROJECTOR LIGHT IP65 150W 230V 50HZ | NAV/HQI EN 60598 IP65 | ELEC | 100002094.JPG
100002095 | BULB 500WATT 220/240V SCREW TYPE MADE IN CHINA | ZOOM 500W | OMSP | 100002095.jpg
100002096 | EXHAUST FAN 16" STEEL | ELT1348 | OMSP | 100002096.JPG
100002097 | EMT CONNECTOR 1/2" | ELT1163 | OMSP | 100002097.jpg
100002098 | WELDING CABLE 120MM MADE IN ITALY | 120MM | OMSP | 100002098.jpg
100002099 | FLOURESCENT TUBE LIGHT (150 CM) 58 WATT / 765 | 58 WATT / 765 | OMSP | 100002099.jpg
100002100 | LAYRTON ARC- 13/23 BALLAST 13 WATT 230 VOLT 50 HZ | LAYRTON ARC- 13/23 | ELEC | 100002100.jpg
100002101 | ACCU ZJD 1000L 200 G3F 199071-1021-L BALLAST | ACCU ZJD 1000L 200 | ELEC | 100002101.jpg
100002102 | LAYRTON ARC - 18D/23 BALLAST 18 WATT 230 V 50 HZ | LAYRTON ARC - 18D/23 | ELEC | 100002102.jpg
100002103 | LAYRTON ARC - P 09/23 BALLAST 9 WATT 230 VOLT 50 HZ | LAYRTON ARC - P 09/23 | OMSP | 100002103.jpg
100002104 | FLEETGUARD FUEL FILTER FS19531 | FS19531 | OMSP | 100002104.jpg
100002105 | FLEETGUARD OIL FILTER LF9080 | LF9080 | OMSP | 100002105.jpg
100002106 | FLEETGUARD OIL FILTER LF9001 | LF9001 | OMSP | 100002106.jpg
100002107 | FLEETGUARD OIL FILTER LF3345 | LF3345 | POWERG | 100002107.jpg
100002110 | PVC TEE 2" SCH 80 90º | PL3335 | PLUMB | 100002110.jpg
100002111 | PVC MALE ADAPTOR 3" SCH 80 | PL3301 | PLUMB | 100002111.jpg
100002112 | PVC ELBOW 3" SCH 80 90º | PL3337 | PLUMB | 100002112.jpg
100002113 | PVC COUPLING 3" SCH 80 | PL3334 | PLUMB | 100002113.jpg
100002114 | BALL VALVE UPVC 3" SCH 80 | PL3308 | PLUMB | 100002114.jpg
100002115 | BUSHING REDUCER PVC 3" X 2" SCH 80 | PL3191 | PLUMB | 100002115.jpg
100002116 | TEE PVC 4" SCHEDULE 80 90º | PL3338 | PLUMB | 100002116.jpg
100002117 | PVC BUSHING REDUCER 4"X2" SCH 80 | PL3317 | PLUMB | 100002117.jpg
100002119 | PVC BALL VALVE 6" SCH 80 | PL3296 | PLUMB | 100002119.jpg
100002121 | PVC COUPLING 2.5" SCH 80 | PL3585 | PLUMB | 100002121.jpg
100002123 | CPVC ELBOW 4" POLYETHYLENE 90º | PL3592 | PLUMB | 100002123.jpg
100002124 | FLANGE GI 2" | GI 2" | PLUMB | 100002124.jpg
100002125 | FLANGE GI 4" | N/A | OMSP | 100002125.jpg
100002127 | CPVC MALE ADAPTOR 2 1/2" SCH 80 | PL3751 | PLUMB | 100002127.jpg
100002128 | PVC COUPLING 6" SCH 80 | PL3170 | PLUMB | 100002128.jpg
100002129 | PVC FLANGE 4" SCH 80 (LOOSE RING) | PL3186 | PLUMB | 100002129.jpg
100002130 | PVC FLANGE 6" SCH 80 | PL3187 | PLUMB | 100002130.jpg
100002131 | TEE PVC 1"X1 1/2" 90 SCH 80 | PL3483 | PLUMB | 100002131.jpg
100002132 | TEE PVC 3" SCHEDULE 80 90º | PL3363 | PLUMB | 100002132.jpg
100002133 | UNION PVC 2.5" POLYETHYLENE | PL3513 | PLUMB | 100002133.jpg
100002134 | PVC PIPE ADHESIVE S100 1-LTR | S100 | PLUMB | 100002134.jpg
100002135 | TAR PAPER | PL3155 | PLUMB | 100002135.jpg
100002136 | PVC BALL VALVE 2" SCH 80 | PL3307 | PLUMB | 100002136.jpg
100002137 | PLUG PIPE GI 3/4" | PL3216 | PLUMB | 100002137.jpg
100002138 | PVC ELBOW 3/4" SCH 40 90º | PL3339 | PLUMB | 100002138.jpg
100002139 | GI SADDLE CLAMP 1/2” | PL3205 | PLUMB | 100002139.jpg
100002140 | CLAMP WITH NAIL 1" GI | PL3394 | PLUMB | 100002140.jpg
100002141 | CLAMP WITH NAIL 2" GI | PL3396 | PLUMB | 100002141.jpg
100002142 | CLIP PPR 3/4" | PL3108 | PLUMB | 100002142.jpg
100002143 | PVC TEE 1" SCH 80 90º | PL3482 | PLUMB | 100002143.jpg
100002144 | END CUP GI 2" | PL3951 | PLUMB | 100002144.jpg
100002145 | END PLUG GI 1/2" | PL3215 | PLUMB | 100002145.jpg
100002146 | HOSE CLAMP GI 3/4" | PL3342 | PLUMB | 100002146.jpg
100002147 | HOSE CLAMP GI 1" | PL3222 | PLUMB | 100002147.jpg
100002148 | HOSE CLAMP GI 1/2" | PL3223 | PLUMB | 100002148.jpg
100002149 | COUPLING REDUCER PPR 1"X1/2" | PL3150 | PLUMB | 100002149.jpg
100002150 | MALE ADAPTOR PVC 1 1/2" SCH 40 | PL3569 | PLUMB | 100002150.jpg
100002151 | NUT AND BOLT 22MMX12CM WITH 2 PLATE WASHER (FOR FLANGE PVC 6") | PL3823 | PLUMB | N/A
100002152 | NUT AND BOLT M16 X 100MM WITH 2 PLATE WASHER (FOR PVC FLANGE 8") | PL3372 | PLUMB | 100002152.jpg
100002153 | CLAMP WITH NAIL 1/2" GI | PL3229 | PLUMB | 100002153.jpg
100002154 | PVC BALL VALVE 2" SCH 80 INSIDE THREAD | PL3664 | PLUMB | 100002154.jpg
100002155 | END PLUG GI 3" | PL3449 | PLUMB | 100002155.jpg
100002156 | COUPLING REDUCER PPR 1"X3/4" | PL3174 | PLUMB | 100002156.jpg
100002157 | PVC UNION 1" SCH 80 | PL3237 | PLUMB | 100002157.jpg
100002158 | PRESSURE SWITCH SQUARE D 30 TO 50 PSI | PL3247 | PLUMB | 100002158.jpg
100002159 | END PLUG GI 1" | PL3234 | PLUMB | 100002159.jpg
100002160 | PVC TEE 1" SCH 80 INSIDE THREAD | PL3604 | PLUMB | 100002160.jpg
100002161 | UNION PPR 1 1/2" ONE SIDE W/ THREAD | PL3477 | PLUMB | 100002161.jpg
100002162 | UNION PVC 1 1/2" SCHEDULE 80 | PL3633 | PLUMB | 100002162.jpg
100002163 | DIKO ELECTRICAL WATER HEATER DSSY-T-230-27 230 LITERS 7KW 380VAC 50HZ 10 BAR | PL3277 | PLUMB | 100002163.JPG
100002165 | PVC ELBOW 1/2" SCH 80 45º | PL3201 | PLUMB | 100002165.jpg
100002166 | TEE UPVC 1/2" SCH 80 | PL3199 | PLUMB | 100002166.jpg
100002167 | BALL VALVE BRASS 2" | PL3181 | PLUMB | 100002167.jpg
100002168 | BUSHING REDUCER GI 2" X 1 1/2" | PL3315 | PLUMB | 100002168.jpg
100002171 | FLOOR DRAIN 20CM X20CM PLASTIC | PL3145 | PLUMB | 100002171.JPG
100002172 | ELEMENT WATER HEATER 5000W, 380V, 400MM 2" (TURKEY) SCREW TYPE | PL3328 | PLUMB | 100002172.JPG
100002173 | UNION PPR 3/4" ONE SIDE W/ THREAD | PL3361 | PLUMB | 100002176.JPG
100002174 | FLEXIBLE PIPE 30 CM (FOR SINK) | PL3461 | PLUMB | 100002174.jpg
100002175 | CHECK VALVE BRASS 3" | PL3221 | PLUMB | 100002175.jpg
100002176 | ELEMENT WATER HEATER 2500W, 220V, 280MM (THERMIX) WITH THERMOSTAT | PL3463 | PLUMB | 100002176.jpg
100002177 | NIPPLE JOINT GI 3" | PL3217 | PLUMB | 100002177.jpg
100002180 | SHUTTER DOOR MOTOR COMPLETE SET - 220VAC 50/60HZ, 3.9AMP/ 600KG/6.5RPM/ |  | OMSP | 100002180.jpg
100002181 | BALL VALVE 2 1/2" BRASS | PL3196 | PLUMB | 100002181.jpg
100002182 | BALL VALVE PPR 3/4" | PL3278 | PLUMB | 100002182.jpg
100002183 | BALL VALVE PPR 4" | PL3292 | PLUMB | 100002183.jpg
100002185 | BOILER FLEXIBLE PIPE 1/2" X 30CM | 1/2" X 30CM | PLUMB | 100002185.jpg
100002186 | ELBOW PPR 1 1/4" 90º | PL3198 | PLUMB | 100002186.jpg
100002187 | ELBOW PVC 1/2" SCHEDULE 80 90º | PL3200 | PLUMB | 100002187.jpg
100002188 | BUSHING REDUCER GI 2" X 4" | PL3431 | PLUMB | 100002188.jpg
100002189 | BUSHING REDUCER 3"X4" GI | PL3421 | PLUMB | 100002189.jpg
100002190 | BUSHING REDUCER GI 3" X 6" | PL3428 | PLUMB | 100002190.jpg
100002191 | BUSHING REDUCER 6"X4" GI | PL3429 | PLUMB | 100002191.jpg
100002192 | BUSHING REDUCER GI 1"X1.5" | PL3601 | PLUMB | 100002192.jpg
100002193 | PVC ELBOW 1/2" INSIDE THREAD SCH 80 90º | PL3374 | PLUMB | 100002193.jpg
100002194 | PVC COUPLING 1" SCH 80 | PL3172 | PLUMB | 100002194.jpg
100002195 | CHECK VALVE BRASS 1 1/2" | PL3311 | PLUMB | 100002195.jpg
100002196 | CHECK VALVE BRASS 1 1/4" | PL3310 | PLUMB | 100002196.jpg
100002197 | COUPLING PPR 3" | PL3289 | PLUMB | 100002197.jpg
100002198 | COUPLING PPR 3/4" | PL3314 | PLUMB | 100002198.jpg
100002199 | COUPLING PPR 4" | PL3290 | PLUMB | 100002199.jpg
100002200 | COUPLING REDUCER GI 4" X 3" | PL3545 | PLUMB | 100002200.jpg
100002202 | ELBOW PPR 3/4" INSIDE THREAD 90º | PL3488 | PLUMB | 100002202.jpg
100002203 | ELBOW PVC 1" SCH 80 90º | PL3281 | PLUMB | 100002203.jpg
100002204 | ELBOW PVC 1" SCHEDULE 80 90º INSIDE THREAD | PL3494 | PLUMB | 100002204.jpg
100002206 | ELEMENT WATER HEATER 1200W, WITH GASKET & THERMOSTAT (ARISTON) | PL3917 | PLUMB | 100002206.JPG
100002211 | FLUSH VALVE 1" | PL3131 | PLUMB | 100002211.JPG
100002212 | FLOOR DRAIN 10CMX10CM PLASTIC | PL3284 | PLUMB | 100002212.JPG
100002213 | BUSHING REDUCER GI 1" X 3/4" | PL3127 | PLUMB | 100002213.jpg
100002215 | NIPPLE JOINT GI 1 1/4" | PL3166 | PLUMB | 100002215.jpg
100002221 | ELBOW GI 1/2"X3/4" | PL3231 | PLUMB | 100002221.jpg
100002222 | COUPLING PPR 2" | PL3351 | PLUMB | 100002222.jpg
100002223 | FLEXIBLE SINK BASIN WATER DRAIN PIPE (KASH) | PL3019 | PLUMB | 100002223.jpg
100002224 | COUPLING REDUCER GI 1" X 1 1/2" | PL3353 | PLUMB | 100002224.jpg
100002225 | SHOWER PAN 70CM X 70CM | PL3286 | PLUMB | 100002225.jpg
100002228 | BUSHING REDUCER GI 2" X 1/2" | PL3360 | PLUMB | 100002228.jpg
100002231 | BUSHING REDUCER GI 1"X1/2" | PL3126 | PLUMB | 100002231.jpg
100002234 | COUPLING REDUCER GI 1"X 3/4" | PL3319 | PLUMB | 100002234.jpg
100002235 | BUSHING REDUCER GI 2"X3/4" | PL3347 | PLUMB | 100002235.jpg
100002236 | TEE GI 1 1/2"X1" | PL3565 | PLUMB | 100002236.jpg
100002237 | TEE GI 1 1/4" 90º | PL3566 | PLUMB | 100002237.jpg
100002238 | TEE GI 1/2" X 1" | PL3567 | PLUMB | 100002238.jpg
100002239 | TEE GI 2" X 1 1/2" 90º | PL3478 | PLUMB | 100002239.jpg
100002240 | TEE PPR 2" X 1" 90º | PL3436 | PLUMB | 100002240.jpg
100002241 | FOAM SPRAY 1000 GRAM | PL3270 | PLUMB | 100002241.jpg
100002243 | PPR ¾” MALE THREADED ELBOW 90º |  | PLUMB | 100002243.jpg
100002247 | DURAN ADAPTORS FOR FILTER FUNNELS | DURAN 24316 26 | OMSP | 100002247.jpg
100002248 | DURAN 1000 ML SARTURIUS GLASS 1 SET | DURAN 1000 ML | OMSP | 100002248.jpg
100002249 | ATC PROBE FOR ORION METER | WTP129 | OMSP | 100002249.jpg
100002250 | AUTO CLAVE | 2004 | OMSP | 100002250.jpg
100002252 | PYREX BEAKER 100ML | 100ML | OMSP | 100002252.jpg
100002253 | BEAKER 50ML | 50ML | OMSP | 100002253.jpg
100002254 | MARIENFELD BEAKER 600ML BORO 3.3 | 600ML BORO 3.3 | OMSP | 100002254.jpg
100002255 | BLOWER FILTER | WTP109 | OMSP | 100002255.jpg
100002256 | BLOWER FILTER COVER | 40\307 | OMSP | 100002256.jpg
100002257 | VELP SCIETIFICA B.O. D SENSOR | VELP SCIETIFICA | OMSP | 100002257.jpg
100002258 | B.O.D SENSOR SYSTEM 6 | SYSTEM 6 | OMSP | 100002258.jpg
100002259 | BUBBLE DIFFUSER LARGE TYPE | LARGE | OMSP | 100002259.jpg
100002260 | BUCHER FUNNEL 90ML 500ML | WTP123 | OMSP | 100002260.jpg
100002261 | BUSAN BURNER | WTP110 | OMSP | 100002261.jpg
100002262 | CHLORINE DOSING PUMP 230V 50HZ TYPE HC100 | HC100 | OMSP | 100002262.JPG
100002263 | CHLORINE DOSING PUMP 230V 50HZ TYPE HC300 | HC300 | OMSP | 100002263.JPG
100002264 | JESCO CHLORINE DOSING PUMP MODEL:DX 50 0.12KW 220 - 240 VAC 50HZ | W8D08020029 | OMSP | 100002264.JPG
100002265 | CHLORINE MIXER 230V 50HZ TYPE 63B1 | TYPE 63B1 | OMSP | 100002265.JPG
100002266 | CHLORINE TCCA 98% GRANULAR PAC / 20KG | TCCA 98% | OMSP | 100002266.jpg
100002267 | CHLORINE, FREE AND TOTAL PORTABLE PHOTOMETER | WTP078 | OMSP | 100002267.jpg
100002268 | COD CUVETTE TEST 1000-2000MG/L PAC/25 | HACH LCK 514 | OMSP | 100002268.jpg
100002269 | COD PLUS COLORIMETER | COD PLUS | OMSP | 100002269.jpg
100002270 | MSA CALIBRATION CHECK GAS | MSA | OMSP | 100002270.jpg
100002271 | DURAN DESICCATOR BASE WITH PLANE FLANGE | DURAN | OMSP | 100002271.jpg
100002272 | DESICCATOR PLATE 230ML | WTP128 | OMSP | 100002272.jpg
100002273 | CHAHRAMAN DIFFUSER | CHAHRAMAN | OMSP | 100002273.jpg
100002274 | DISSOLVED OXYGEN ELECTROLYTE SOLUTION 30ML | HI 7041S | OMSP | 100002274.jpg
100002275 | HANNA HI 9143 MICRO PROCESSOR DISSOLVED OXYGEN METER | HI 9143 | OMSP | 100002275.jpg
100002276 | HACH SPEC DPD CHLORINE SPEC COLOR STANDARD | CAT:6353-00 | OMSP | 100002276.jpg
100002277 | DR/890 COLORIMETER | WTP079 | OMSP | 100002277.jpg
100002278 | FISHER SCIENTIFIC LOW TEMPERATURE INCUBATOR | FISHER SCIENTIFIC | OMSP | 100002278.jpg
100002279 | VELP SCIENTIFICA ECO 8 THERMO REACTOR | ECO 8 | OMSP | 100002279.jpg
100002282 | MARIENFELD FLASK 500ML BORO 3.3 | BORO 3.3 | OMSP | 100002282.jpg
100002283 | COORSTEK 60197 EVAPORATING DISH | COORSTEK 60197 | OMSP | 100002283.jpg
100002284 | HACH EZ GGA FOR BOD TEST AMPULE PAC/20 | CAT: 25144-20 | OMSP | 100002284.jpg
100002286 | VELP SCIENTIFICA FOC 225E REFRIGERATED INCUBATOR AUTO TUNING | FOC 225E | OMSP | 100002286.jpg
100002287 | HANNA HI 96711 FREE AND TOTAL PORTABLE PHOTOMETER | HANNA HI96711 | OMSP | 100002287.jpg
100002288 | FUNNEL ANALYTICAL 75MM | 108368 | OMSP | 100002288.jpg
100002289 | MARIENFELD GRADUATED CYLINDER 1000/10 ML | 1000/10 ML | OMSP | 100002289.jpg
100002290 | MARIENFELD GRADUATED CYLINDER 100/1 ML | 100/1 ML | OMSP | 100002290.jpg
100002291 | MARIENFELD GRADUATED CYLINDER 500/5 ML | 500/5 ML | OMSP | 100002291.jpg
100002292 | MARIENFELD GRADUATED CYLINDER 50/1 ML | 50/1 ML | OMSP | 100002292.jpg
100002294 | THERMO SCIENTIFIC HOSE NIPPLE HIGH CAPACITY DI CARTRIDGE | D8901 | OMSP | 100002294.jpg
100002295 | CORNING HOT PLATE 230V, 1PH, 50HZ | CORNING | OMSP | 100002295.jpg
100002297 | TYGON LATEX TUBING AMBER 1/4" 50FT | R-3603 | OMSP | 100002297.jpg
100002298 | LDO SENSOR REPLACEMENT KIT | P/N 58112-00 | OMSP | 100002298.jpg
100002299 | LEAK REPAIR KIT | WTP119 | OMSP | 100002299.jpg
100002300 | PYREX MEASURING PIPETTE 10 - 1/10 ML | 10 - 1/10 ML | OMSP | 100002300.jpg
100002301 | COSTAR NON-PYROGENIC MEASURING PIPETTE 10ML IN 1/10 | 10ML IN 1/10 | OMSP | 100002301.jpg
100002302 | PINCA MEASURING PIPETTE 1X 1/ 10 ML | 7065 | OMSP | 100002302.jpg
100002303 | MEASURING PIPETTE 1ML IN 1/100 | 1ML IN 1/100 | OMSP | 100002303.jpg
100002304 | PYREX MEASURING PIPETTE 25 X 1/ 10ML | 25 X 1/ 10ML | OMSP | 100002304.jpg
100002305 | MARIENFELD MEASURING PIPETTE 50-1/ 10ML | 50-1/ 10ML | OMSP | 100002305.jpg
100002306 | PYREX MEASURING PIPETTE 5 X 1/ 10ML | 7087 | OMSP | 100002306.jpg
100002307 | METTLER TOLEDO DIGITAL SCALE | PG2002-S | OMSP | 100002307.jpg
100002309 | HANNA HI 8410 DO CONTROLLER | HANNA HI 8410 | OMSP | 100002309.jpg
100002310 | PH ELECTRODE, 50 10 D PROBE | WTP132 | OMSP | 100002310.jpg
100002311 | PIPET BASKET, HDPE, SIZE F | HDPE, SIZE F | OMSP | 100002311.jpg
100002313 | HACH PIPETTE FILLER SAFETY BULB 1465100 | 1465100 | OMSP | 100002313.jpg
100002314 | PIPPETE TIPS 1.0ML-5.0ML PAC/75 | 1.0ML-5.0ML | OMSP | 100002314.jpg
100002315 | NALGENE POLY PAPER LABELS | CAT. NO. 6309 | OMSP | 100002315.jpg
100002316 | PORTABLE PH/TDS/EC TEMPERATURE METER | WTP090 | OMSP | 100002316.jpg
100002317 | POTASSIUM CHLORIDE REFERENCE ELECTROYLYTE CARTRIDGE PAC/2 | CAT. 25469-02 | OMSP | 100002317.jpg
100002319 | SAMPLE BOTTLE W/CAP 10 ML | 10 ML | OMSP | 100002319.jpg
100002320 | SAMPLER DIPPER,6FT HANDLE | WTP080 | OMSP | 100002320.jpg
100002321 | HACH SENSIONTM + DO6 | HACH DO6 | OMSP | 100002321.jpg
100002322 | HACH SENSIONTM + PH1 | HACH PH1 | OMSP | 100002322.jpg
100002323 | EMSURE SODIUM HYDROXIDE PELLETS FOR ANALYSIS 1KG | 1.06498.1000 | OMSP | 100002323.jpg
100002324 | STIRRING ROD 150MM | 150MM | OMSP | 100002324.jpg
100002325 | PROLAB SULFURIC ACID SOLUTION 98% 2.5LTR | 98% 2.5LTR | OMSP | 100002325.jpg
100002326 | HACH SULFURIC ACID STANDARD SOLUTION 1,00N 1000ML | CAT. 1270-53 | OMSP | 100002326.jpg
100002327 | ROYCE TECHNOLOGIES MODEL 711 SUSPENDED SOLIDS INTERFACE METER | MODEL 711 | OMSP | 100002327.jpg
100002328 | RUEGER TEMPERATURE CALIBRATION KIT | RUEGER | OMSP | 100002328.jpg
100002330 | VENTILATION DAMPER STEEL 8" | WTP174 | OMSP | 100002330.jpg
100002331 | VOLUMETRIC FLASK 1000ML | 1000ML | OMSP | 100002331.jpg
100002332 | VOLUMETRIC FLASK 100ML | 100ML | OMSP | 100002332.jpg
100002333 | VOLUMETRIC FLASK 50ML | 50ML | OMSP | 100002333.jpg
100002334 | PYREX VOLUMETRIC PIPETTE 10ML | NO. 7100 | OMSP | 100002334.jpg
100002335 | VOLUMETRIC PIPETTE 1ML | NO. 7100 | OMSP | 100002335.jpg
100002336 | PYREX VOLUMETRIC PIPETTE 20ML | 20ML | OMSP | 100002336.jpg
100002337 | PYREX VOLUMETRIC PIPETTE 25ML | 25ML | OMSP | 100002337.jpg
100002338 | PYREX VOLUMETRIC PIPETTE 50ML | NO. 7100 | OMSP | 100002338.jpg
100002339 | PYREX VOLUMETRIC PIPETTE 5ML | 5ML | OMSP | 100002339.jpg
100002340 | WATER SAMPLE BOTTLE 120ML | 120ML | OMSP | 100002340.jpg
100002341 | WIDE MOUTH BOTTLE LDPE 1000ML | LDPE 1000ML | OMSP | 100002341.jpg
100002342 | WIDE MOUTH BOTTLE LDPE 500ML | LDPE 500ML | OMSP | 100002342.jpg
100002343 | FIRE EXTINGUISHER 3-KG REFILL DRY POWDER | 3KG | OMSP | 100002343.jpg
100002344 | FIRE EXTINGUISHER 4-KG REFILL DRY POWDER |  | OMSP | 100002344.jpg
100002345 | FIRE EXTINGUISHER 5-KG REFILL DRY POWDER | 5KG | OMSP | 100002345.jpg
100002346 | FIRE EXTINGUISHER 6-KG REFILL DRY POWDER | 6KG | HVAC | 100002346.jpg
100002352 | ISOGAM LAYER BY METER | CAR083 | OMSP | 100002352.JPG
100002353 | FUEL PIPE 3/4" | DG8342 | OMSP | 100002353.jpg
100002354 | FUEL PIPE 1/2" | DG8343 | OMSP | 100002354.jpg
100002355 | BATTERY TERMINAL | DG8122 | OMSP | 100002355.jpg
100002356 | COUPLING PPR 1 1 /2" | PL3673 | OMSP | 100002356.jpg
100002357 | ELBOW PPR 1 1/2" INSIDE THREAD 90* | PL3668 | OMSP | 100002357.jpg
100002358 | UNION PPR 1" | PL6558 | OMSP | 100002358.jpg
100002360 | DRILLING SCREW 1/2" | N/A | OMSP | N/A
100002361 | BALL VALVE BRASS 3/4" | PL3225 | OMSP | 100002361.jpg
100002364 | FLEETGUARD FUEL FILTER FS1040 | FS1040 | POWERG | 100002364.jpg
100002365 | AIR FILTER - CAT 246-5010 | 246-5010 | POWERG | 100002365.jpg
100002366 | DIESEL KIT START |  | POWERG | 100002366.jpg
100002367 | FUEL WATER SEPARATOR 134-6307 |  | POWERG | 100002367.jpg
100002368 | WD-40 SPRAY | WD-40 | PLUMB | 100002368.jpg
100002369 | SILICON SKELETON GUN |  | OMSP | 100002369.jpg
100002370 | A/C RUNNING CAPACITOR 50UF 450VAC 50/60HZ | CBB65A-1 | HVAC | 100002370.jpg
100002371 | RUNNING CAPACITOR 35uF 5% 450 VAC | AC450V | HVAC | 100002371.jpg
100002372 | MALE ADAPTOR COUPLING PPR 2" | N/A | PLUMB | 100002372.jpg
100002375 | AIR FILTER P18259 | P18259 | OMSP | 100002375.jpg
100002376 | FUEL FILTER M-VP1250P | M-VP1250P | POWERG | 100002376.jpg
100002377 | PCB ASSY CONTROL BOARD | 0300-4080-01 | POWERG | 100002377.jpg
100002379 | DIESEL KEY START BOARD WITH LOW COOLANT SMD | DKSTLS - V1.01 | POWERG | 100002379.jpg
100002380 | T8 U-BEND FLUORESCENT LAMP 50 WATT | GE 72118-F31T8/SPX35/U | ELEC | 100002380.JPG
100002381 | WOODEN BEAM (10CM X 14.5CM X 4MTR) |  | CARP | 100002381.jpg
100002382 | OIL FILTER RE59754 | RE59754 | POWERG | 100002382.jpg
100002383 | FG WILSON RADIATOR CAP - 10000-14894 | 10000-14894 | POWERG | 100002383.jpg
100002384 | FUEL FILTER RE60021 | RE60021 | POWERG | 100002384.jpg
100002385 | FLEETGUARD FUEL FILTER FS 2000 | FS2000 | POWERG | 100002385.jpg
100002386 | FLEETGUARD AIR FILTER AF947 | AF947 | POWERG | 100002386.jpg
100002387 | AIR FILTER AH1190 | AH1190 | POWERG | 100002387.jpg
100002389 | BATTERY 12V 100AMP DRY CELL | Battery 100AMP Dry Cell | POWERG | 100002389.jpg
100002390 | FLOAT SWITCH MAC3 250 V, 50E3 T 50 IP 68 | 50E3 T 50 IP 68 | PLUMB | 100002390.JPG
100002391 | FLEETGUARD COOLANT FILTER LFW2055 | LFW2055 | POWERG | 100002391.jpg
100002392 | EMERGENCY LIGHT DRY CELL BATTERY 6VDC 7.2 AMP | PE6V7.2F1 | OMSP | 100002392.jpg
100002393 | ELEMENT WATER HEATER ROUND THREAD 1" 5500W 240V | 5500W | PLUMB | 100002393.JPG
100002395 | CHARGING ALTERNATOR 24VDC 65A TYPE AS123 | TYPE AS123 | POWERG | 100002395.jpg
100002396 | COPPER TUBE 15MM X 1.5MM X 2 MTR | TC-15X1.5 | HVAC | 100002396.jpg
100002397 | AIR FILTER P182059 | P182059 | POWERG | 100002397.jpg
100002398 | COMPRESSION MALE STRAIGHT CONNECTOR 15MM X 1/2" | CMS1512 | PLUMB | 100002398.jpg
100002399 | COMPRESSION STRAIGHT COUPLER 15MM | CS15 | OMSP | 100002399.jpg
100002400 | COMPRESSION ELBOW 90D 15MM | CE15 | PLUMB | 100002400.jpg
100002401 | COMPRESSION TEE 15MM | CT15 | PLUMB | 100002401.jpg
100002402 | COMPRESSION REDUCING COUPLING 1 x 1/2 In (FNPT) | 1VGE1 | PLUMB | 100002402.jpg
100002403 | HOLDER BAT15MM | 102000 | PLUMB | 100002403.jpg
100002404 | HOSE BARB3/8” X ½” MNPT | 6AFN4 | PLUMB | 100002404.jpg
100002405 | LPG LNG HOSE PIPE 3/8" |  | PLUMB | 100002405.jpg
100002406 | HOSE CLAMP 13-19MM | a11062100ux0127 | PLUMB | 100002406.jpg
100002407 | COMPRESSION RING - Olive 15MM | CR15 | PLUMB | 100002407.jpg
100002408 | COMPRESSION FEMALE STRAIGHT CONNECTOR 15MM X 1/2" | CFS1512 | PLUMB | 100002408.jpg
100002409 | COMPRESSION NUT15MM | BN15 | PLUMB | 100002409.jpg
100002410 | COMPRESSION MALE ELBOW 90D15MM X 1/2" | CBC15 | PLUMB | 100002410.jpg
100002411 | COMPRESSION FEMALE ELBOW 90D 15MM X 1/2" | CFE1512 | PLUMB | 100002411.jpg
100002412 | YELLOW GAS LINE PTFE TAPE | 46335A | PLUMB | 100002412.jpg
100002413 | TFE PIPE THREAD SEALANT W/ PTFE | 14012 | PLUMB | 100002413.jpg
100002414 | PLUMBING FLAX HEMP PIPE FITTINGS | 075 | PLUMB | 100002414.jpg
100002415 | PHILIPS BALLAST 2 X 18,36,58 WATT 220 - 240 VAC 50HZ | 2X18,36,58Watt | ELEC | 100002415.JPG
100002416 | CAMSHAFT 127-5408 CAT | 127-5408 CAT | POWERG | 100002416.jpg
100002417 | CAM SHAFT FOR 1500 KVA CATERILLAR GENERATOR - 127-5409 CAT | 127-5409 CAT | POWERG | 100002417.jpg
100002418 | CAM SHAFT FOR 1500 KVA CATERILLAR GENERATOR - 127-5407 CAT | 127-5407 CAT | POWERG | 100002418.jpg
100002419 | INJECTOR VALVE LIFTER 197-7004 CAT | 197-7004 CAT | POWERG | 100002419.jpg
100002420 | GENERATOR DOOR ROUND HINGE 80 X 65MM BLACK | Perkins 530-034 | POWERG | 100002420.jpg
100002421 | SINGLE CORE COPPER WIRE 4MM CU/PVC 300-500 VAC - BLACK | BS6500-Black | ELEC | 100002421.jpg
100002422 | RE COPPER WIRE 4MM CU/PVC 300-500 VAC - BLUE | BS6500-Blue | ELEC | 100002422.jpg
100002423 | HEAT SINK ASSEMBLY 298-3648 CAT | 298-3648 CAT | POWERG | 100002423.jpg
100002424 | GRUNDFOS CHLORINE DOSING PUMP | GRUNFOS | PLUMB | 100002424.JPG
100002426 | FLEETGUARD AIR FILTER RS4993 | RS4993 | POWERG | 100002426.jpg
100002427 | FUEL FILTER SFF5019 P552603 DONALDSON | SFF5019 | POWERG | 100002427.jpg
100002428 | BATTERY DISTILLED WATER |  | POWERG | 100002428.jpg
100002429 | AIR FILTER 371-1806 | 371-1806 (APR2313) | POWERG | 100002429.jpg
100002431 | FUEL FILTER FF5321 FLEETGUARD | FF5321 FLEETGUARD | POWERG | 100002431.jpg
100002432 | AIR FILTER AF26173 FLEETGUARD | FLEETGUARD AF26173 | POWERG | 100002432.jpg
100002434 | FUEL WATER SEPERATOR FILTER - 1010 MICRON | 1010 MICROM | POWERG | 100002434.jpg
100002435 | AIR FILTER AF 1130 | AF 1130 Fleetguard | POWERG | 100002435.jpg
100002437 | AIR FILTER AF25739-A | AF25739-A Fleetguard | POWERG | 100002437.jpg
100002439 | AIR FILTER P781098 - SEV551F/4 DONALDSON | DONALDSON - P781098 | POWERG | 100002439.jpg
100002440 | AIR FILTER 2652C831 | 2652C831 | POWERG | 100002440.jpg
100002441 | FLEETGUARD OIL FILTER LF3349 | FLEETGUARD LF3349 | POWERG | 100002441.jpg
100002442 | FLEETGUARD AIR FILTER AF-265 | AF-265 Fleetgaurd | POWERG | 100002442.jpg
100002443 | AIR FILTER PA 4571 | PA 4571 | POWERG | 100002443.jpg
100002444 | 60CM X 60CM X 5CM PERMANENT WASHABLE AIR FILTER AS PER SAMPLE PICTURE |  | HVAC | 100002444.JPG
100002446 | FUEL FILTER 10000-00339 | 10000-00339 | POWERG | 100002446.jpg
100002447 | 25CM X 60CM X 5CM PERMANENT WASHABLE AIR FILTER AS PER SAMPLE PICTURE |  | HVAC | 100002447.JPG
100002449 | AIF FILTER 1421340 | 1421340 | POWERG | 100002449.jpg
100002450 | AIR FILTER AF2892348 | AF2892348 | POWERG | 100002450.jpg
100002451 | RUBBER GLOVES LARGE |  | POWERG | 100002451.jpg
100002452 | CIRCUIT BREAKER 6 AMP 3P TYPE B | 31006/2 | ELEC | 100002452.jpg
100002454 | PERKINS FAN BAR ASSEMBLY 10000-13166 | 10000-13166 | POWERG | 100002454.jpg
100002455 | RUNNING CAPACITOR 50UF 450VAC | CBB65A-1 | HVAC | 100002455.jpg
100003563 | OVERHEAD GRILL 105 CM X 36 CM | ELT1556 | HVAC | 100003563.jpg
100003564 | HVAC MANUAL LOUVER 208 CM X 69 CM | 208 CM X 69 CM | HVAC | 100003564.jpg
100002458 | KOMATSU CARTRIDGE FILTER HOUSING | SS304 | PLUMB | 100002458.jpg
100002459 | MEMBRANE HYDRANT FILTER ESPA1-8040 | ESPA1-8040 | PLUMB | 100002459.jpg
100002460 | FLUORESCENT FIXTURE 4 X 60CM 18W | 4X60cm 18W | ELEC | 100002459.jpg
100002461 | JOINT CORNER PN. 8106 | P#8106 | CARP | 100002462.jpg
100002462 | BLACK CEMENT (50-KG) |  | CARP | 100002462.jpg
100002463 | MAGNETIC CONTACTOR LC1D5011-B6 80 AMP 220 -380V 50-60HZ 3P | LC1D5011-B6 | ELEC | 100002463.JPG
100002464 | ARISTON VERTICAL BOILER 1800W H79CM X W47CM X D47.5cm CAPACITY:50 LITERS | ST80 | PLUMB | 100002464.JPG
100002465 | GASKET FLANGE 4" | 2039036304 | PLUMB | 100002465.jpg
100002466 | CUMMINS RADIATOR CAP C1675 | C1675 | POWERG | 100002466.jpg
100002468 | RIVER SAND |  | PLUMB | 100002468.jpg
100002469 | MARAPCO REAR OIL SEAL | 10000-07560 | POWERG | 100002469.jpg
100002470 | BOLT METRIC 915-744 | 915-744 | POWERG | 100002470.jpg
100002472 | LG COMPRESSOR 12000 BTU 1PH 115V 60HZ | LG,12000BTU | HVAC | 100002472.jpg
100002473 | CUMMINS CURRENT TRANSFORMER 0302-2057-32 CUMMINS MW1450-1 WICC RATIO 3038/1519:1A, 50- 400HZ 2.0VA 0.6KV BIL 10KV | 0302-2057-32 | POWERG | 100002473.jpg
100002474 | PROJECTOR LIGHT BULB METAL HALIDE 400W 220V | 400W | ELEC | 100002474.JPG
100002475 | HEATING ELEMENT 1 1/2" 1000W 3P 380V |  | PLUMB | 100002475.JPG
100002476 | TURBO CHARGER PART # 0/3635033 | 0/3635033 | POWERG | 100002476.jpg
100002477 | 2" PVC PIPE SCH 40 | PL-020 | PLUMB | 100002477.jpg
100002478 | PROJECTOR METAL HALIDE LAMP 150W 220V SCREW TYPE |  | ELEC | 100002478.JPG
100002479 | FUSE 10A 24 DC |  | ELEC | 100002479.JPG
100004215 | PEDROLLO BOOSTER PUMP 25KW 20HP, HMAX 72M | PEDROLLO 25KW | PLUMB | 100004215.jpg
100002482 | FLUORESCENT EMERGENCY FIXTURE LIGHT T5, 2 X 8W |  | ELEC | 100002482.JPG
100002483 | VIKO SURFACE DISTRIBUTION BOX 6 CIRCUIT BREAKER | VIKO 6 | ELEC | 100002483.jpg
100002484 | INDUCTIVE BALLAST 120-277V PHILIPS | ICN-2M32-MC | ELEC | 100002484.JPG
100002485 | HV TRANSFORMER FUSE COOPER RTE, 140 AMP FUSE LINK | 353C17 | POWERG | 100002485.jpg
100002486 | HV POLE FUSE TYPE 15 KV KS 100 AMP FUSE LINK | 15.5SFMSJ100 | POWERG | 100002486.jpg
100002489 | EXTERIOR LIGHT FIXTURE MANUFACTURER : BUFACO MADE IN TURKEY , MAZ : 60W , 220V , 50 HZ , PATENT : 2009/08660 OR EQUAL |  | ELEC | 100002489.JPG
100002491 | GASKET FLANGE PVC 4" SCH 80 |  | PLUMB | 100002491.jpg
100002492 | HITACHI COMPRESSOR MODEL ( E405DHD-38D2YG) | E405DHD-38D2YG | HVAC | 100002492.jpg
100002493 | FLEETGUARD AIR FILTER AF25526 | AF 25526 | POWERG | 100002493.jpg
100002494 | ELBOW, 90 DEGREE, CPVC, SOCKET, SCH 80, 6 IN, | 806-060 | PLUMB | 100002494.jpg
100002495 | CHIGO A/C SPLIT TYPE CROSS FLOW FAN 24000 BTU DIA:101MM X 762MM | BM-KGF-075 | HVAC | 100002495.JPG
100004216 | GRUNDFOS JOCKEY PUMP MODEL # A96531684P110310, 370KW, 50 HZ | A96531684P110310 | PLUMB | 100004216.jpg
100002497 | ELEMENT WATER HEATER 18000W THREAD ROUND 1.5" 3PH 480V |  | PLUMB | 100002497.JPG
100002498 | ELEMENT WATER HEATER 1" 6000W 480V |  | PLUMB | 100002498.JPG
100002499 | ELEMENT WATER HEATER ROUND 1Ph, 3000W X 277V |  | PLUMB | 100002499.JPG
100002500 | THERMOSTAT 120-408VAC |  | PLUMB | 100002500.jpg
100002501 | OSRAM DOUBLE ENDED QUARTZ METAL HALIDE 150 WATT RX7S - 24 | RX7S - 24 | ELEC | 100002501.JPG
100002502 | OSRAM CAPACITOR 150W 220VAC | KCD-G400 | ELEC | 100002502.JPG
100002503 | CIPHER LOCK |  | CARP | 100002503.JPG
100002504 | CUMMINS HOSE FLEXIBLE 3957961 | 3957961 Cummins | POWERG | 100002504.jpg
100002505 | PVC CEILING PANEL 10MM X 20CM X 6MTR | 1210 | CARP | 100002505.JPG
100002506 | TOSHIBA COMPRESSOR 12000 BTU 220-240V 50HZ LRA 28-32 5.1A | LRA 28 | HVAC | 100002506.JPG
100002507 | OUTDOOR FAN BLADE PN. 408 X 134C | 408 X 134C | HVAC | 100002507.jpg
100002509 | BOLT & NUT 6CM X 5MM |  | CARP | 100002509.jpg
100002510 | HEAT ELEMENT, SABRO BRAND, 1000W, 220V, 50HZ MODEL: MZFR-J1033 | MZFR-J1027 | HVAC | 100002510.JPG
100002511 | CAPACITOR 3UF 5%, 450VAC, 50/60Hz | CBB61A | HVAC | 100002511.jpg
100002512 | PVC PIPE 4" SCH 40 X 4 MTR | 4" SCH 40 X 4 MTR | PLUMB | 100002512.jpg
100002513 | AMERICAN ELECTRONIC BALLAST 120-277V T8 PROGRAM START AB2-32-PS-UNV | AB2-32-PS-UNV | ELEC | 100002513.jpg
100002514 | CFL 24W SPIRAL TYPE 220V | SL24/Y24 | ELEC | 100002514.jpg
100002515 | CAM SHAFT ASSEMBLY - 127-5410 CAT | 127-5410 CAT | POWERG | 100002515.jpg
100002516 | CAM SHAFT ASSEMBLY - 127-5411 CAT | 127-5411 CAT | POWERG | 100002516.jpg
100002517 | CAM SHAFT ASSEMBLY - 127-5412 CAT | 127-5412 CAT | POWERG | 100002517.jpg
100002518 | CAM SHAFT ASSEMBLY - 133-4080 CAT | 133-4080 CAT | POWERG | 100002518.jpg
100002519 | INJECTOR VALVE LIFTER 282-7944 CAT | 282-7944 CAT | POWERG | 100002519.jpg
100002521 | FABS SUBMERSIBLE AERATOR W/ PIPE AND AIR FILTER | CA1K14A44311516 | PLUMB | 100002521.jpg
100002522 | ZOELLER SUBMERSIBLE PUMP/EFFLUENT PUMP 115V 1P 1/2 HP Model M98 FLOW-MATE AUTOMATIC CAST IRON | 98-0001 | PLUMB | 100002522.JPG
100002523 | CUMMINS CHARGING ALTERNATOR 24VDC 65A WITH PULLY 4094998 | 4094998 Cummins | POWERG | 100002523.jpg
100002524 | AUTOMATIC VOLTAGE REGULATOR (AVR) W/ PROGRAMMING L-L - 480 VAC, L-N - 277 VAC, 60HZ | EA440-T | POWERG | 100002524.jpg
100002525 | PIPE INSULATION TAPE VINYL 1" X 108' | 6WXE4 | HVAC | 100002525.jpg
100002526 | PLASTIC EMULSION INTERIOR PAINT COLOR BLUEBIRD | 1-34-3 | OMSP | 100002526.jpg
100002528 | CURRENT TRANSFORMER 1000/5A,P/N IEC60044-1,S/R: T005627.0.72/3KV, CI 3 , VA 15 | IEC60044-1, | POWERG | 100002528.jpg
100002529 | EYE WASH KIT |  | OMSP | 100002529.jpg
100002530 | DOUBLE ENDED COMPACT METAL HALIDE HALOGEN LAMP 150W, DOUBLE ENDED COMPACT METAL HALIDE | HQI-TS | ELEC | 100002530.JPG
100002531 | BALLAST 150 WATT 220 V 50 HZ | N/A | ELEC | 100002531.jpg
100002532 | CUMMINS HIGH TEMPERATURE OIL PRESSURE HOSE PN. AS0601800SS | AS0601800SS Cummins | POWERG | 100002532.jpg
100002533 | PLASTIC EMULSION INTERIOR PAINT COLOR SUNSTRAW | 3-8-3 | OMSP | 100002533.jpg
100002534 | PLASTIC EMULSIUN INTERIOR PAINT Color: Banana Peel | 1-11-3 | OMSP | 100002534.jpg
100002535 | CUMMINS HOSE FLEXIBLE 3957960 | 3957960 Cummins | POWERG | 100002535.jpg
100002537 | PVC PIPE 6", SCH 80 X 4MTR |  | PLUMB | 100002537.jpg
100002538 | CYLINDER HEAD O-RING - 576/237 PERKINS | 576/237 PERKINS | POWERG | 100002538.jpg
100002539 | CYLINDER HEAD O-RING - 576/218 PERKINS | 576/218 PERKINS | POWERG | 100002539.jpg
100002540 | CYLINDER HEAD O-RING - 576/151 PERKINS | 576/151 PERKINS | POWERG | 100002540.jpg
100002541 | PERKINS CYLINDER HEAD RETAINER SE1B/39 | SE1B/39 Perkins | POWERG | 100002541.jpg
100002543 | PERKINS ROCKER BOX COVER SEAL SE478 | SE478 Perkins | POWERG | 100002543.jpg
100002544 | CYLINDER HEAD GASKET SE664B/1 PERKINS | SE664B/1 PERKINS | POWERG | 100002544.jpg
100002546 | PERKINS EXHAUST MANIFOLD GASKET | 282/296 Perkins | POWERG | 100002546.jpg
100002547 | GASKET MAKER 1.5MM X 1MTR | TYM1147 | POWERG | 100002547.jpg
100002548 | PERKINS CYLINDER HEAD BOLT | 503/287 Perkins | POWERG | 100002548.jpg
100002549 | PERKINS FUEL INJECTOR SLEEVE | SE1/12 Perkins | POWERG | 100002549.jpg
100002550 | CIRCUIT BREAKER BUSBAR 3P | QBB1282 | ELEC | 100002550.jpg
100002552 | LEGRAND CIRCUIT BREAKER B40 230/400V 3P | B40 | ELEC | 100002552.jpg
100002553 | YALE MORTISE ENTRY LEVER LOCK | 8807FL | CARP | 100002553.JPG
100002554 | PLASTIC VALVE ASSEMBLY ACORN 2590-051-001 | 2590-051-001 | PLUMB | 100002554.JPG
100002555 | KITCHEN FLOOR DRAIN STRAINER ROUND HOLE 100CM X 450 CM X 1.52 MM X 4.76MM |  | CARP | 100002555.JPG
100002556 | HIGH SPEED DRILL BIT 5MM |  | CARP | 100002556.jpg
100002557 | RIVET BACKING WASHER 0, 4.8MM OD 9.8MM |  | CARP | 100002557.jpg
100002558 | OSRAM CFL 8W 220V | E27 | ELEC | 100002558.jpg
100002559 | PRESSURE TANK 20 LTRS. CAPACITY | S2020366 | PLUMB | 100002559.jpg
100002562 | RUNNING CAPACITOR 40UF 450VAC CBB60 CYLINDRICAL NON POLARITY | s13041700am0885 | HVAC | 100002562.jpg
100002565 | COMPRESSION COUPLING 63MM | 40063 | PLUMB | 100002565.jpg
100002566 | CHIGO SPLIT TYPE UNIT KFR-51G/BC 18000 BTU 220V 50HZ | KFR-51G/BC | HVAC | 100002566.jpg
100002568 | CABLE LUGS 95M | 5581095 | ELEC | 100002568.jpg
100002569 | METALLIC FLEXIBLE CONDUIT 4" | ATLA-19x25 GRY | ELEC | 100002569.jpg
100002570 | ELECTRICAL CABLE 4 X 95MM Made in Turkey |  | ELEC | 100002570.jpg
100002571 | CABLE RESIN JOINT KIT 3M | 90A-05 | ELEC | 100002571.jpg
100002572 | EMT PIPE CLAMP 4" | CON-88031393 | ELEC | 100002572.jpg
100002573 | ELECTRICAL CABLE 4 X 50MM, Made in Turkey |  | ELEC | 100002573.jpg
100002574 | PERKINS WATER PUMP PN.1830606C95 | PN.1830606C95 | POWERG | 100002574.jpg
100002575 | BATTERY MAINTENANCE FREE 12V 80AH (HEIGHT 17CM WIDTH 18CM LENGTH 26CM | 12V 80AH | POWERG | 100002575.jpg
100002576 | LIGHT SWITCH 120 - 277V 20 AMP | 20A 1221B | ELEC | 100002580.jpg
100002577 | PROFPLO WALL MOUNTED SERVICE SINK FAUCET W/ VACUUM BREAKER OUTLET 3/4" | PF1118 | PLUMB | 100002576.jpg
100002578 | ELEMENT WATER HEATER fA.O. SMITH ROUND THREAD 1", 2P 4000/5000 Watt, 208-280 Volt | 9004748115 | PLUMB | 100002577.jpg
100002579 | MEGA DOOR LOCK HANDLE 7" |  | CARP | 100002578.jpg
100002580 | FIRE EXTINGUISHER 8-KG REFILL DRY POWDER |  | HVAC | 100002579.jpg
100002581 | FIRE EXTINGUISHER10-KG REFILL DRY POWDER |  | HVAC | 100002581.jpg
100002582 | BILLIM MV FUSE MADE IN TURKEY, 51 CM LENGTH 15-24 KV, 40 AMP | 15-24 Kv, 40 Amp | POWERG | 100002582.jpg
100002583 | FICUMULAIR FILTER PACKAGE TYPE UNIT SIZE: 24" X 24" X 2" | B009OPCAOG | HVAC | 100002588.jpg
100002584 | FICUMULAIR FILTER PACKAGE TYPE UNIT SIZE: 20" X 25" X 2" | B0057ZZJW2 | HVAC | 100002584.jpg
100002585 | HALOGEN BULB 150W 220V PIN TYPE | RJL 10W/6/SKY/G4 | ELEC | 100002585.jpg
100002586 | HATCH MC70-1-T-UNNS-CL - 70 WATT - ELECTRONIC METAL HALIDE BALLAST, 120 - 277 VOLT, 50/60Hz | HATCH | ELEC | 100002586.JPG
100002587 | METAL HALIDE LAMP 70W SCREW TYPE |  | ELEC | 100002587.JPG
100002588 | BATTERY MAINTENANCE FREE 12V 150AH DIMENSION: HEIGHT:21CM, WIDTH: 21CM, LENGTH:50CM |  | POWERG | 100002588.jpg
100002589 | LAMINATED SAFETY GLASS 101CM X 41CM X 8MM |  | CARP | 100002589.jpg
100002590 | FERRAZ SHAWTTUM FUSE10A ATM10 600 ACV 500DCV (FERRAZ SHAMUT) | ATM10 | ELEC | 100002590.jpg
100002591 | FUSE ATDR15 15A 600 ACV AMP-TRAP 2000 TIME DELAY | ATDR15 | ELEC | 100002591.jpg
100002592 | PERKINS STARTER MOTOR PRESTOLITE TYPE: MSI308P 24V | 701/134 (701/135) Perkins | POWERG | 100002592.jpg
100002593 | ELIMSAN MV FUSE 17.5 KV 63A | ES24-53-063 | ELEC | 100002593.jpg
100002594 | 3M HEAT SHRINK TERMINATION (50 MM², 3 CORE, 17.5-24KV) | 3TES-24X-A | POWERG | 100002594.jpg
100002596 | TRANSFORMER BUSHING (RAT: 200A MAX VOLT: 21.1 KV) | 2637024C01M | POWERG | 100002596.jpg
100002597 | KAEL MULTIMET-01-PC-96 DIGITAL DISPLAY (VOLT & AMP) | MULTIMET-01-PC-96 | POWERG | 100002597.JPG
100002599 | PPR PIPE FITTING PT 1/2"" FEMALE THREAD 20mm SLIP ELBOW CONNECTOR |  | PLUMB | 100002599.jpg
100002600 | EMERGENCY LIGHT BATTERY SEALED LEAD-ACID RECHARGEABLE R645B 6V 4.5AH | R645B | ELEC | 100002600.JPG
100002601 | FICCUMULAIR FILTER FOR PACKAGE UNIT SIZE: 16" X 20" X 2" | B0057ZZ2VK | HVAC | 100002601.jpg
100002602 | DANFOSS COMPRESSOR 4 TON R410A 52100 BTU, 208/230 VOLT, SINGLE PHASE, 60HZ, RLA 26.3, LRA 150, RUN CAP 70/370 | HRH051U1LP6 | HVAC | 100002602.jpg
100002603 | GE GENTEQ RUNNING CAPACITOR 7.5UF 370VAC P#27L556 | 27L556BZ3 27L556 | HVAC | 100002603.jpg
100002604 | EMERSON LIQUID LINE FILTER EK304S | EK304S | HVAC | 100002604.JPG
100002605 | SIEMENS MAGNETIC CONTACTOR 11 KW 380-480V -COIL 220V | 3TF43 22-0A/22E | HVAC | 100002605.jpg
100002606 | SIEMENS OVERLOAD RELAY 6.3-10A | 3TF4222-0A | HVAC | 100002606.jpg
100002607 | GE GENTEQ FAN MOTOR 1.1 HP, 380-460V MODEL # 5KCP39UFL488GS | 5KCP39UFL488GS | HVAC | 100002607.jpg
100002608 | WATERPROOF CABLE GLAND JOINT 59" |  | ELEC | 100002608.jpg
100002609 | BATTERY 12V 100 AH MAINTENANCE FREE LENGTH 50 CM, WIDTH 21.5 CM, HEIGHT 20 CM |  | POWERG | 100002609.jpg
100002610 | BUSSMAN CERAMIC FUSE 30A 500W 120KVA | C10G20 | POWERG | 100002610.JPG
100002611 | BUSSMAN FAST ACTING SUPPLEMENTARY FUSE 30 AMP KTK-30 DIMENSIONS: 10.3 X 38.1MM, RATING: 600 VAC, IR: 100KA, CLASS: SUPPLEMENTAL | KTK-30 | POWERG | 100002611.jpg
100002612 | CUMMINS CONNECTING ROD BEARING (0.20) | 3047392 Cummins | POWERG | 100002612.jpg
100002613 | CUMMINS MAIN BEARING KIT (0.20) | 3018211 Cummins | POWERG | 100002613.jpg
100002614 | CUMMINS LOWER GASKET KIT W/ OIL SEAL | 3804300 Cummins | POWERG | 100002614.jpg
100002615 | CUMMINS HEAD O RING KIT | HS2A225P Cummins | POWERG | 100002615.jpg
100002616 | WILO DRY SUMP SUBMERSIBLE PUMP EMU FA 10.34E , MOTOR TYPE: FK 202-4-22 | FA10.34E + FK 202-4/22 | PLUMB | 100002616.jpg
100002617 | PVC COUPLING 1 1/4" SCH 80 OUTSIDE THREAD | 861-015 | PLUMB | 100002617.jpg
100002618 | CHLORINE SOLUTION TANK (PLASTIC 180 - 220LT) | 5680000N97207 | PLUMB | 100002618.jpg
100002619 | FLEETGUARD AF26169 AIR BLOWER 8" | AF26169 | PLUMB | 100002619.jpg
100002620 | HIGH VOLTAGE INSULATOR Rating 750KVA 15000/380V |  | POWERG | 100002620.jpg
100002622 | STORAGE SEPTIC PLASTIC TANK FOR BLACK WATER 10000 LTR. (THICKNESS 10CM ) |  | PLUMB | 100002622.jpg
100002623 | 3M HEAT SHRINK TERMINATION KIT (300-MM² 3CORE 17.5-24KV) |  | POWERG | 100002623.jpg
100002624 | TRANSFORMER REDUCER TAP PLUG PN. K650 RTP, VOLT:15KV,600AMP |  | ELEC | 100002624.jpg
100002625 | COTTON GLOVES |  | HVAC | 100002625.jpg
100002626 | PATTEX ADHESIVE |  | CARP | 100002626.jpg
100002627 | MEDIUM VOLTAGE RUBBER MAT 80CM X 4 - 6 MM |  | PLUMB | 100002627.jpg
100002628 | NAIL FOR WOOD 6" |  | CARP | 100002628.jpg
100002629 | SILICON GUN (STEEL) |  | CARP | 100002629.jpg
100002630 | PVC FLANGE 3" SCH 80 | 856-040 | PLUMB | 100002630.jpg
100002631 | PVC REDUCING BUSHING 6" X 3" SCH 80 |  | PLUMB | 100002631.jpg
100002632 | TEE 6" SCHEDULE 80 | 801-060 | PLUMB | 100002632.jpg
100002633 | GASKET FLANGE 6" X 8 HOLES | 155G1256FF150 | PLUMB | 100002633.jpg
100002634 | GASKET FLANGE 3" | 100002633 | PLUMB | 100002634.jpg
100002635 | HACK SAW BLADE 12" | KBS1224-2 | PLUMB | 100002635.jpg
100002636 | ELECTRICAL CABLE 1 X 70MM 600 VAC BLACK | 6491X70+ | ELEC | 100002636.jpg
100002637 | CRIMP LUG 70MM PIN TYPE | PCU70 | ELEC | 100002637.jpg
100002638 | HEAT SHRINK COLOUR: BLACK, VOLTAGE RATING: 600 VOLT, INNNER DIAMETER SIZE: 5/4" (30MM), RADIAL SHRINK RATIO: 3:1, LENGTH OF EACH TUBING: 4 FT) | 580510 | ELEC | 100002638.jpg
100002639 | ELIMSAN HIGH VOLTAGE FUSE MGM: UN=17.5KV IN=63A X 23.5CM | UN=17.5KV IN=63A | POWERG | 100002639.jpg
100002640 | GURAL ELEKTIK A.S HIGH VOLTAGE FUSE 28CM DAI LEN-62CM (17.5KV ,100AMP, SHORT CIRCUIT 25KA) |  | POWERG | 100002640.jpg
100002641 | RADIATOR CAP LBS.10 G.700 COVRAD Part # CRDA1180-­F5 (Customer Part #: 304-­6421) | CRDA1180-­F5 | POWERG | 100002641.jpg
100002642 | BUSSMAN FAST ACTING FUSE 5 AMP KTK-R-5 DIMENSIONS: 10.3 X 38.1MM, RATING: 600 VAC, IR: 200KA, CLASS: CC) | KTK-R-5 | ELEC | 100002642.JPG
100002643 | BUSSMAN FAST ACTING FUSE 2A KTK-2 DIMENSIONS: 10.3 X 38.1MM, RATING: 600 VAC, IR: 100KA, CLASS: SUPPLE | KTK-2 | ELEC | 100002643.JPG
100002644 | FRENCH DOOR LOCK 7" COMPLETE SET (AS PER SAMPLE PICTURE) | CAR089 | CARP | 100002644.JPG
100002645 | PVC BUSHING REDUCER 6" X 3" SCH 80 |  | PLUMB | 100002645.jpg
100002646 | ELECTRONIC MODULAR CONTROL PANEL (EMCP 3.1) | 300-7645-01 Caterpillar | POWERG | 100002646.jpg
100002647 | TELEMECHANIQUE LC1D25 MAGNETIC CONTACTOR 40 AMP 220VAC 3P | LC1D25 | ELEC | 100002647.jpg
100002648 | BUSSMAN FAST ACTING FUSE 2 AMP, DIMENSIONS: 10.3 X 38.1MM, RATING: 600 VAC, IR: 100KA, CLASS: SUPPLEMENTAL | KTK-2 | POWERG | 100002648.jpg
100002649 | BUSSMAN FAST ACTING FUSE 4 AMP DIMENSIONS: 10.3 X 38.1MM, RATING: 600 VAC, IR: 100KA, CLASS: SUPPLEMENTAL | KTK-4 | ELEC | 100002649.jpg
100002650 | BUSSMAN FAST ACTING FUSE 6 AMP, DIMENSIONS: 10.3 X 38.1MM, RATING: 600 VAC, IR: 100KA, CLASS: SUPPLEMENTAL | KTK-6 | POWERG | 100002650.jpg
100002651 | BUSSMAN FAST ACTING FUSE 10 AMP, DIMENSIONS: 10.3 X 38.1MM, RATING: 600 VAC, IR: 100KA, CLASS: SUPPLEMENTAL | KTK-10 | POWERG | 100002651.jpg
100002652 | HIGH VOLTAGE FUSE CURRENT LIMITING, TYPE MGM, 3 PER SET 100AMP KV=17.5 - KA = 25 |  | POWERG | 100002652.jpg
100002653 | MAGNETIC CONTACTOR 32 AMP 220VAC 50-60HZ 3P | 32 AMP | ELEC | 100002653.JPG
100002654 | 205L DRUM SPILL CONTAINMENT PALLET – 4 CAPACITY ( 4 DRUM CAPACITY – CAPACITY : 250 L ) | PB7622 | POWERG | 100002654.jpg
100002656 | FIRE EXTINGUISHER HOSE | LCC12 | CARP | 100002656.jpg
100002657 | CAMSHAFT A 1275410 | A 1275410 | POWERG | 100002657.jpg
100002658 | CAMSHAFT A 1275411 | 1275411 | POWERG | 100002658.jpg
100002659 | CAMSHAFT A 1275412 | 1275412 | POWERG | 100002659.jpg
100002660 | CAMSHAFT A 1334080 | 1334080 | POWERG | 100002660.jpg
100002661 | LIFTER A 2827944 | 2827944 | POWERG | 100002661.jpg
100002663 | TACO FLOW SWITCH MODEL: IFSO1BF-1 120-240 V | IFSO1BF- | ELEC | 100002663.JPG
100002664 | AO SMITH ELEMENT WATER HEATER 4500 WATT 1" X 330MM 220-380V | ECT 80 210 | PLUMB | 100002664.JPG
100002665 | PERKINS FUEL FILTER FF 901-228/CROSS REF: SE 429B | 901-228 | POWERG | 100002665.jpg
100002666 | AIR FILTER AF901-016 | AF901-016 | POWERG | 100002666.jpg
100002667 | GASKET P/N SE 644 B/1 | 644 B/1 | POWERG | 100002667.jpg
100002668 | GASKET - ROCKER BOX P/N SE 152E/26 | P/N SE 152E/26 | POWERG | 100002668.jpg
100002669 | SEAL ROCKER BOX COVER P/N SE478 | P/N SE478 | POWERG | 100002669.jpg
100002670 | GASKET EXHAUST P/N 282/284 | P/N 282/284 | POWERG | 100002670.jpg
100002671 | SEAL O RING - 576/205 | 576/205 | POWERG | 100002671.jpg
100002672 | AIR PIPE GASKET P/N 331/284 | P/N 331/284 | POWERG | 100002672.jpg
100002673 | EXHAUST GASKET P/N 341/201 | P/N 341/201 | POWERG | 100002673.jpg
100002674 | COPELAND SCROLL COMPRESSOR LRA 100 380/420/460 V 50/60 HZ R410 | zp83KCA-TFD-130 | HVAC | 100002674.JPG
100002675 | REVERSING VALVE COIL 24V 50/60HZ 5/4, FOR LENNOX 15 TON HVAC UNIT | W-75M4901-LDK-110000-0LE4712 | HVAC | 100002675.jpg
100002676 | CUMMINS FUEL INJECTOR | 3349860 Cummins | POWERG | 100002676.jpg
100002677 | CUMMINS PUSH ROD | 3017961 Cummins | POWERG | 100002677.jpg
100002679 | BELT 17 X 1465 LI | B59 | HVAC | 100002679.JPG
100002680 | LEESON EXHAUST FAN MOTOR 220VAC 50-60HZ 1.5KW, 2HP 1440RPM | C182C14DB3A | HVAC | 100002680.jpg
100002681 | EATON CONTACTOR 3P 208-240V 40 AMP | C25DND215 | ELEC | 100002681.jpg
100002682 | OLYMPIAN WATER PUMP KIT | 10000-01568 | POWERG | 100002682.jpg
100002683 | FLUORESCENT DOUBLE TUBE 40 WATT X 52.5CM 4PIN SINGLE SIDE CONNECTION | F40BX840 | ELEC | 100002683.jpg
100002684 | BILLIM HV FUSE 63A 24KV MADE IN TURKEY | 15-24 Kv, 63 Amp | POWERG | 100002684.jpg
100002685 | LEGRAND OUTDOOR FIXTURE LIGHT 100W 250V AS PER SAMPLE PICTURE | 660410 | ELEC | 100002685.JPG
100002686 | HYDRAULIC OIL & JACK OIL 150 4G (ANY BRAND) |  | POWERG | 100002686.JPG
100002687 | CAT SEAL GP, CRANKSHAFT | 113-8433 CAT | POWERG | 100002687.jpg
100002688 | ELEMENT WATER HEATER ROUND THREAD 1" , 2PHASE 4000W-5500W , 208-240V |  | PLUMB | 100002688.JPG
100002689 | TACO CAST IRON 3 PIECE CIRCULATION PUMP 1/6 HP | 120-13 | PLUMB | 100002689.jpg
100002690 | CABINET ELECTRIC HEATING UNIT MODEL#:CH300-2 UNIT SERIAL#: LAF1520110839 , POWER SUPPLY: 220/240V 1-50HZ HEATING CAPACITY:220V | Model#:CH300-2 Unit Serial#: LAF1520110839 | HVAC | 100002690.jpg
100002691 | FAN MOTOR CAPACITOR 3.0 UF 370-400VAC 50/60Hz AMBER |  | HVAC | 100002691.JPG
100002692 | LEROY SOMER AUTOMATIC VOLTAGE REGULATOR (AVR) | LL8200 | POWERG | 100002692.jpg
100002693 | SAE 140 GEAR & DIFFERENTIAL OIL | GL-4 | PLUMB | 100002693.JPG
100002694 | WALL HEATER / SPACE HEATER 2000W (LUXELL IX-2910 , VOLTAGE: 220-240V MADE IN TURKEY | IX-2910 | ELEC | 100002694.JPG
100002695 | OVERLOAD RELAY 24-40AMP, KLOCKNER MOELLER | ZB65-40 | ELEC | 100002695.jpg
100002696 | TRANSFORMER (SIMILAR OR ALIKE TO BRAND BEC, STANDARD: IEC-186, SR:19862, TYPE: PT-II, VOLTAGE RATIO: 15000/3/100/3 , 1POLE RATED BURDEN: 100VA / 180V) | PT-II | ELEC | 100002696.jpg
100002697 | FUSE (RATED CURRENT=0.5AMP RATED VOLTAGE = 15KV, LENGTH = 19.5CM , DIA=8.5CM | 0.5AMP | ELEC | 100002697.jpg
100002698 | D-SHACKLE 55MM X 25MM NUT & BOLT TYPE |  | CARP | 100002698.jpg
100002699 | PVC ELBOW 6" SCH 80 - 90 DEGREE (SPEARS) P# 806-D60 |  | PLUMB | 100002699.jpg
100002700 | SAMSUNG PCB KIT W/ TEMPERATURE SENSOR AND REMOTE CONTROL 24000BTU) MODEL: AQ24UUQN | AQ24UUQN | HVAC | 100002700.JPG
100002701 | CABLE CLIP 9MM |  | ELEC | 100002701.jpg
100002702 | GYPSUM POWDER 15-KG BY BAG | CAR100 | CARP | 100002702.jpg
100002703 | CERAMIC TILES 20CM X 20CM WHITE | CAR081 |  | 100002703.jpg
100002704 | OSRAM CAPACITOR 400W KCD-G400 Ref:140594 | KCD-G400 | ELEC | 100002704.JPG
100002705 | AIR CIRCUIT BREAKER 1600 AMP |  | POWERG | 100002705.jpg
100002706 | INJECTOR SEAL O RING 193736 CUMMINS | 193736 | POWERG | 100002706.jpg
100002707 | GASKET ROCKER LEVER COVER 3629140 CUMMINS | 3629140 CUMMINS | POWERG | 100002707.jpg
100002708 | FUEL PUMP GASKET 3069103 CUMMINS | 3069103 CUMMINS | POWERG | 100002708.jpg
100002709 | PVC DOOR LONG ROD | CAR039 | CARP | 100002709.JPG
100002710 | DOOR CLOSER 10" | CAR243 | CARP | 100002710.JPG
100002711 | NUT AND BOLT 130MM X 35MM | CAR078 | CARP | 100002711.jpg
100002712 | SLIDE BOLT 11" BRASS |  | CARP | 100002712.JPG
100002713 | DOOR LOCK 5" AS PER SAMPLE PICTURE (ANY BRAND) | CAR086 | CARP | 100002713.JPG
100002714 | CERAMIC TILEST 20CM X 30CM WHITE | CAR088 | CARP | 100002714.jpg
100002715 | CRC DI-ELECTRIC GREASE WATERPROOF ELECTRICAL CONTACT | HVG500G | ELEC | 100002715.JPG
100002716 | INDUSTRIAL DEGREASER -LPS PF SOLVENT (1 GAL. (3.78 L) |  | ELEC | 100002716.JPG
100002717 | ROOFING SELF TAPPING SCREW 1 1/2" | CAR093 | ELEC | 100002717.jpg
100002719 | CERAMIC TILES 25CM X 25CM WHITE | CAR111 | CARP | 100002719.jpg
100002720 | FISHER 3’’ X 4MM |  | CARP | 100002720.jpg
100002721 | SILICON TUBE 6500 BLACK | CAR126 | CARP | 100002721.jpg
100002722 | SLIDE BOLT 2.5" | CAR154 | CARP | 100002722.jpg
100002723 | LED SPOTLIGHT 50W |  | ELEC | 100002723.JPG
100002724 | OMRON RELAY MK3P-I 250VAC | MK3P-I | POWERG | 100002724.JPG
100002725 | PVC DOOR LOCK HANDLE 7" | CAR188 | CARP | 100002725.JPG
100002726 | SPRAY PAINT YELLOW | PAINT 037 | OMSP | 100002726.jpg
100002727 | IGNITER PLASTIC SQUARE 220/240V 50/60HZ , SODIUM AND METAL LAMP , 70-1000W, |  | ELEC | 100002727.JPG
100002728 | CAST RESIN CABLE JOINT 4 X 16-50SQMM | 4 X 16-50SQMM | ELEC | 100002728.jpg
100002729 | BALLAST PLASTIC 20-40-80 WATT 100-280V |  | ELEC | 100002729.JPG
100002731 | HALOGEN LIGHT STARTER 150W |  | POWERG | 100002731.JPG
100002732 | CABLE TIE 15MM | 15MM | ELEC | 100002732.jpg
100002735 | CABLE TIE 20MM |  | ELEC | 100002735.jpg
100002736 | CABLE TIE 35MM | 35MM | ELEC | 100002736.jpg
100002737 | CABLE TIE 50MM | 50MM | ELEC | 100002737.jpg
100002738 | CABLE TIE 350MM | 350MM | ELEC | 100002738.jpg
100002739 | TERMINAL CONNECTOR PART #: SAK-16 / JXB | PART #: SAK-16 / JXB | ELEC | 100002739.jpg
100002740 | BATHROOM HOOK |  | CARP | 100002740.JPG
100002741 | BATTERY AAA |  | HVAC | 100002741.jpg
100002742 | SAMSUNG INDOOR AIR FILTER 18000BTU | 18000BTU | HVAC | 100002742.JPG
100002743 | SAMSUNG INDOOR AIR FILTER 24000BTU | 24000BTU | HVAC | 100002743.JPG
100002744 | CHIGO INDOOR FILTER 18000BTU | 18000BTU | HVAC | 100002744.JPG
100002745 | 30CM X 60CM X 5CM PERMANENT WASHABLE AIR FILTER AS PER SAMPLE PICTURE | 12000BTU | HVAC | 100002745.JPG
100002746 | water tank |  | PLUMB | 100002746.JPG
100002747 | FLUSH VALVE 1/2" |  | PLUMB | 100002747.JPG
100002748 | TOILET ACID |  | OMSP | 100002748.jpg
100002749 | HOSE CLAMP GI 1.5" |  | PLUMB | 100002749.jpg
100002750 | BUSSMAN CERAMIC FUSE 6A 500W 120 KVA C10G6 | C10G6 | ELEC | 100002750.JPG
100002751 | BUSSMAN CERAMIC FUSE 2A 500W 120 KVA C10G2 | C10G2 | ELEC | 100002751.JPG
100002752 | BUSSMAN CERAMIC FUSE 20A 500W 120 KVA C10G20 | C10G20 | ELEC | 100002752.JPG
100002753 | TERMINAL BLOCK 600V 41A 10MM 24-8 AWG AB1RRN635U2 | AB1RRN635U2 | ELEC | 100002753.JPG
100002754 | TERMINAL BLOCK 600V 32A 6MM 24-10 AWG AB1RRN435U3 | 600V 32A 6MM 24-10 AWG AB1RRN435U3 | ELEC | 100002754.JPG
100002755 | TERMINAL BLOCK JOINT 3 PIN |  | ELEC | 100002755.JPG
100002757 | SABRO FAN MOTOR MODEL NO: RS 80-6, VOLTAGE 220-240V 50HZ) | RS 80-6 | HVAC | 100002757.JPG
100002758 | PIPE INSULATION L 12M X W 1.2 X T 10CM |  | OMSP | 100002758.JPG
100002759 | TAPE PIPE INSULATION AERO FLEX WHITE |  | HVAC | 100002759.JPG
100002760 | OIL FILTER LF17475 - (2654A111- 2698325) | LF17475 | POWERG | 100002760.jpg
100002761 | P-TRAP SHAFAQ FOR SINK | PL3018 | PLUMB | 100002761.JPG
100002762 | RUBBER BATTERY TERMINAL COVER BLACK & RED +/- |  | POWERG | 100002762.JPG
100002763 | COUPLING REDUCER GI 2" X 1 1/4" | PL6560 | PLUMB | 100002763.jpg
100002764 | BUSHING REDUCER GI 1.5"X 1 1/4" | PL3992 | PLUMB | 100002764.jpg
100002765 | BUSHING REDUCER GI 1.5"X3/4" | PL3991 | PLUMB | 100002765.jpg
100002766 | ELEMENT WATER HEATER 3000W, 220V, 480MM (TURKEY) | PL6559 | PLUMB | 100002766.JPG
100002767 | CABINET FOR 3 WAY SWITCH GEAR |  | ELEC | 100002767.jpg
100002768 | PIPE INSULATION COPPER BLACK COLOR AREO FLUX 2" | PL3263 | PLUMB | 100002768.JPG
100002771 | ELEMENT WATER HEATER 4500W, 380V, 340MM 1.5" (TURKEY) WITH THERMOSTAT | PL3990 | PLUMB | 100002771.JPG
100002772 | PIPE PPR 3" X 4MTR | PL3968 | PLUMB | 100002772.jpg
100002773 | TEE PPR 2"X3/4" 90º | PL3480 | PLUMB | 100002773.jpg
100002774 | DOOR LOCK 7" UNION COMPLETE SET |  | CARP | 100002774.jpg
100002777 | ELBOW PPR 1/2" 90º INSIDE THREAD |  | PLUMB | 100002777.JPG
100002778 | 17.5 KV XLPE INSULATED SINGLE CORE CABLE WITH COPPER CONDUCTOR, 1X70/16 MM2 |  | POWERG | 100002778.jpg
100002779 | CRIMP LUG 70-17MM |  | ELEC | 100002779.jpg
100002780 | FEMALE ADAPTOR PVC 4" SCHEDULE 40 | PL3695 | PLUMB | 100002780.jpg
100002781 | CRIMP LUG 16-12MM COPPER |  | ELEC | 100002781.jpg
100002782 | 17.5 KV HEAT SHRINK SINGLE CORE XLPE INDOOR TERMINATION KIT FOR 70SQ.MM |  | POWERG | 100002782.jpg
100002783 | GASKET FLANGE 10" | PL3997 | PLUMB | 100002783.jpg
100002784 | SOLAREKS ELEMENT WATER HEATER 2” NTP thread, 3PH, 480V, 60Hz, 10kW M/N 104803I82T |  | PLUMB | 100002784.JPG
100002785 | PVC CONDUIT PIPE 4" SCH 40 X 4MTR | PL3206 | PLUMB | 100002785.jpg
100002786 | CLEAR PVC COATED GALVANIZED STEEL WIRE ROPE 6MM - 8MM |  | CARP | 100002786.jpg
100002788 | OVERLOAD RELAY 10A 6KV |  | ELEC | 100002788.JPG
100002789 | A/C COMPRESSOR 18000 BTU CHIGO 220-240 VOLT |  | HVAC | 100002789.JPG
100002791 | HUBBELL BULL WEATHERPROOF ELECTRICAL BOX 2X2.8X4.5" |  | ELEC | 100002791.jpg
100002792 | BATTERY PACK 3 X SC BATTERY TYPE: NI-CD HT 1500MAH 3.6V | NI-CD HT 1500MAH | ELEC | 100002792.JPG
100002793 | FUEL DIESEL BY LITER |  | POWERG | 100002793.jpg
100002794 | FLEETGUARD FUEL FILTER FS19735 | FS19735 | POWERG | 100002794.jpg
100002795 | RECESSED TROFFER FLORESCENT FIXTURE 2X120CM | PEDAS | ELEC | 100002795.JPG
100002796 | DONALDSON OIL FILTER P550777 | P550777 | POWERG | 100002796.jpg
100002797 | BATTERY ELECTROLYTE LEVEL DENSITY LEAD ACID TESTER | DG8118 | POWERG | 100002797.jpg
100002798 | FLEETGUARD OIL FILTER LF3313 | LF3313 | POWERG | 100002798.jpg
100002799 | CHIGO OUTDOOR FAN BLADE 401 X 119 | HVC076 | HVAC | 100002799.jpg
100002800 | A/C OUTDOOR FAN MOTOR YYHS-40 220V 50-60HZ 10W | YYHS-40 | HVAC | 100002800.jpg
100002801 | A/C FAN MOTOR YDK95-16-61 220-230V 50HZ 16W 0.21A SINGLE PHASE | YDK95-16-61 | HVAC | 100002801.jpg
100002802 | SOLID STARTER & HARD STARTER CAPACITOR 115VAC TO 288 VAC 4,000 TO 120,000 BTU | STARTER POW | HVAC | 100002802.jpg
100002803 | ANCHOR BOLT 16MM | 16MM | OMSP | 100002803.jpg
100002804 | ANCHOR BOLT 10MM | 10MM | HVAC | 100002804.jpg
100002805 | ANCHOR BOLT 8MM | 8MM | OMSP | 100002805.jpg
100002806 | A/C TRANSFORMER 220V OUTPUT VOLTAGE:12V | HVC082 | HVAC | 100002806.JPG
100002807 | RUNNING CAPACITOR CBB65A-1 60 UF 450VAC 50-60HZ | CBB65A-1 | HVAC | 100002807.jpg
100002808 | SINK MIRROR 80CM X 60CM | HVC136 | PLUMB | 100002808.JPG
100002809 | 3GS SUNISO REFRIGERATION OIL VISCOSITY 150 SUS FOR COMPRESSOR | HVC020 | HVAC | 100002809.JPG
100002810 | NIPPLE GI 2" | GI 2" | PLUMB | 100002810.jpg
100002811 | BATTERY DRYCELL 12V 200AH DIMENSION 23 CM HEIGHT 28 CM WIDTH 52 CM LENGTH MODEL GLOBATT | 12V 200AH | POWERG | 100002811.jpg
100002812 | CONDENSER/ EVAPORATOR COIL FOR CHILLER |  | HVAC | 100002812.jpg
100002813 | FUEL PIPE 1" | DG8224 | POWERG | 100002813.jpg
100002814 | CAT OIL FILTER 1R-0714 | 1R-0714 | POWERG | 100002814.jpg
100002815 | GREASE TOTAL |  | POWERG | 100002815.jpg
100002816 | CABLE CLIP 14MM | ELT1292 | ELEC | 100002816.jpg
100002817 | CABLE CLIP 22MM | ELT1367 | ELEC | 100002817.jpg
100002818 | CABLE CLIP 25MM | ELT1453 | ELEC | 100002818.jpg
100002819 | SIEMENS OVERLOAD RELAY 10-16A 3UA59 40-2A | ELT1524 | ELEC | 100002819.JPG
100002820 | OVER LOAD RELAY 16-25AMP | ELT1759 | ELEC | 100002820.JPG
100002821 | CUTLER HAMMER INDUSTRIAL CIRCUIT BREAKER FD 35k 50 AMP 600VAC 3P | ELT1760 | ELEC | 100002821.jpg
100002822 | MARBLE TILES 30CM X 30CM |  | CARP | 100002822.jpg
100002823 | CUTLER HAMMER INDUSTRIAL CIRCUIT BREAKER FD 35k 20 AMP 600VAC 3P | ELT1761 | ELEC | 100002823.jpg
100002824 | LEO CENTRIFUGAL PUMP – MODEL XCM170-1 , BRAND NAME: LEO , MODEL NO: XCM170-1 | Model No: XCm170-1 | PLUMB | 100002824.JPG
100002825 | MAIN CIRCUIT BREAKER 63 AMP 250VAC 50-60HZ 3P | ELT1762 | ELEC | 100002825.jpg
100002826 | NUT AND BOLT 20 X 150MM |  | CARP | 100002826.jpg
100002827 | PLATE WASHER 55 X 25 X1.5MM |  | CARP | 100002827.jpg
100002828 | SPRING WASHER 33 X 25 X 1.5MM |  | CARP | 100002828.jpg
100002829 | PANDUIT 80 MM X 60 MM X 2 MTR. | 80 MM X 60 MM X 2 MTR. | ELEC | 100002829.jpg
100002830 | STEEL COATED BRASS LONG LINK CHAIN | CAR222 | OMSP | 100002830.jpg
100002831 | BATHROOM DOOR LOCK 7"COMPLETE SET | CAR052 | CARP | 100002831.JPG
100002832 | NUT AND BOLT 153MM X 21MM | CAR246 | CARP | 100002832.jpg
100002833 | BOLT 9MM | CAR45 | CARP | 100002833.jpg
100002834 | TAPPING SCREW 4" | CAR118 | CARP | 100002834.jpg
100002835 | TAPPING SCREW 2.5" | CAR247 | CARP | 100002835.jpg
100002836 | PLYWOOD 240CM x 120CM 6MM | CAR098 | CARP | N/A
100002837 | LASSANY BOARD 120CM X 240CM 16MM (COLOR WALNUT) | CAR116 | CARP | 100002837.jpg
100002838 | GYPSUM BOARD 60CM X 60CM FOR CELLING | CAR120 | CARP | 100002838.jpg
100002839 | BALL VALVE 1/2" GI FLANGE 4-BOLT VELAN STEM/BALL 316SS | PL3967 | PLUMB | 100002839.jpg
100002840 | FUEL WATER SEPERATOR 900FG | 900FG | POWERG | 100002840.jpg
100002841 | CHIGO PCB KIT FOR 18000 BTU /KFR-51W/BC/1865W/220V BOARD | HVC032 | HVAC | 100002841.JPG
100002842 | V BELT 141-7116 | 141-7116 | POWERG | 100002842.JPG
100002843 | CHLORINE SOLUTION 25% 20LTR | WTP158 | OMSP | 100002843.jpg
100002844 | LITHONIA LIGHTING ELB 06042, 6 V LEAD BATTERY |  | ELEC | 100002844.jpg
100002845 | PERKINS OIL FILTER 26560137 | LF26560137 | POWERG | 100002845.jpg
100002846 | GRAVEL 20MM X 20MM |  | CARP | 100002846.jpg
100002847 | ASCO SOLENOID VALVE 208-220VAC 3/4" 10.1 W. 302335 | SN. T129141 | POWERG | 100002847.jpg
100002848 | PAINT PLASTIC OFF WHITE 4-KG. WEATHERSHIELD 100% WATERPROOF |  | OMSP | 100002848.jpg
100002849 | STEEL DOOR SINGLE SIZE: 208 X 92.5 X 2.5CM |  | CARP | 100002849.jpg
100002850 | STEEL DOOR, SINGLE. SIZE 206.5 X 92.5 X 2.5CM WITH 3 HINGES |  | CARP | 100002850.jpg
100002851 | FLUSH TANK PIPE WITH 90 DEGREE ELBOW FOR CERAMIC FLUSH TANK |  | PLUMB | 100002851.JPG
100002852 | COMPLETE STEEL GATE WHEEL 118 – 120MM DIAMETER X 45MM WIDE. BEARING SIZE OD 50MM X ID 20MM |  | OMSP | 100002852.jpg
100002853 | SAMSUNG PCB KIT 9000 BTU |  | HVAC | 100002853.JPG
100002854 | 2" FLANGE GASKET - FULL FACE (EPDM) BRAND NAME: SPEARS PART NUMBER: SKU: FLGASKET20EPDM | SKU: FLGASKET20EPDM | PLUMB | 100002854.jpg
100002855 | GF PIPING SYSTEMS PVC PIPE FITTING, FLANGE, SCHEDULE 80, GRAY, 2" SLIP SOCKET BRAND NAME: GF PIPING SYSTEMS PART NUMBER: 851-020 | Part Number: 851-020 | PLUMB | 100002855.jpg
100002856 | EMERY CLOTH ROLL 1-1/2" X 150' COARSE (SAND PAPER ROLL) | 1-1/2" X 150' COARSE | CARP | 100002856.jpg
100002857 | FLEETGUARD AIR FILTER 25492 | AF 25492 | POWERG | 100002857.jpg
100002858 | WINDOW SCREEN LENGTH: 83.5CM, B/S LENGTH: 83.5CM C SIZE: 8.2CM C HEIGHT: 4 CM S LENGTH: 81 CM S HEIGHT: 1.25 CM |  | CARP | 100002858.jpg
100002859 | FLEXIBLE PIPE 1/2" FOR A/C |  | HVAC | 100002859.JPG
100002860 | CONDENSING FAN MOTOR 5KCP39UFL488G5,SR#X70671473-01,460V,HP 1.1, PH1, 60ZH-50HZ, RPM1140-900, 0.8KW) | 5KCP39UFL488G5 | HVAC | 100002860.jpg
100002861 | FASCO CONDENSING FAN MOTOR U26F CPNX7067704-01, 460-415-380V,50-6-HZ,PH1,AMPS 1.4,RPM 1100/925 | U26F | HVAC | 100002861.jpg
100002862 | LAMP CFL 13 WATT BAYONET (PIN) TYPE |  | ELEC | 100002862.jpg
100002863 | FLY KILLER VICTORY FLY CATCHER | HVC081 | HVAC | 100002863.jpg
100002864 | WATER JACKET HEATER (PART NO: 590-955, 240 V AC, 4000WATTS |  | POWERG | 100002864.jpg
100002865 | V BELT A-43 | A-43 | POWERG | 100002865.JPG
100002866 | FAN SWITCH REVERSIBLE 220V 50HZ MAX LOAD 600 WATT |  | ELEC | 100002866.jpg
100002867 | OIL FILTER RE541420 | RE541420 | POWERG | 100002867.jpg
100002868 | FIRE EXTINGUISHER HOSE DIA 1/2 " X 60CM LONG |  | CARP | 100002868.jpg
100002869 | LITHONIA TDD150SL 120 M2 120V 150W HIGH PRESSURE SODIUM SECURITY LIGHT |  | ELEC | 100002869.JPG
100002871 | KEYSTONE HPS-150R-1-KIT 150W 55 MF 60HZ 120V (S55) HIGH PRESSURE SODIUM BALLAST KIT |  | ELEC | 100002871.JPG
100002872 | LPG Gas (REFILL 8KG) |  | OMSP | 100002872.jpg
100002875 | LEVITON CR15S-GI TAMPER RESISTANT DUPLEX RECEPTACLE, IVORY, 15 A, 125 VOLT | CR15S-GI | ELEC | 100002875.jpg
100002876 | LEVITON 86003, 1-GANG DUPLEX DEVICE WALL PLATE – IVORY | 86003 | ELEC | 100002876.jpg
100002877 | LEVITON 5351-I, 20 AMP, 125 VOLT, INDUSTRIAL HEAVY DUTY GRADE, SINGLE RECEPTACLE, STRAIGHT BLADE, SELF GROUNDING, IVORY |  | ELEC | 100002877.jpg
100002878 | LEVITON 86004, 1-GANG SINGLE 1.406 INCH HOLE DEVICE RECEPTACLE WALL PLATE, STANDARD SIZE, THERMOSET, DEVICE MOUNT, IVORY |  | ELEC | 100002878.jpg
100002879 | LEVITON 88001, 1-GANG TOGGLE DEVICE SWITCH WALL PLATE, STANDARD SIZE, THERMOSET, DEVICE MOUNT, WHITE |  | ELEC | 100002879.jpg
100002880 | LEVITON 5224-2W, 15 AMP, 120/277 VOLT, DUPLEX STYLE SINGLE-POLE / SINGLE-POLE AC COMBINATION SWITCH, COMMERCIAL GRADE, GROUNDING, SIDE WIRED, - WHITE |  | ELEC | 100002880.jpg
100002881 | LEVITON N7899-RI, (GFCI) GROUND FAULT CIRCUIT INTERRUPTER | N7899-RI | ELEC | 100002881.jpg
100002882 | LEVITON 80401-I 1-GANG GFCI DEVICE WALL PLATE, STANDARD SIZE, THERMOSET, DEVICE MOUNT, IVORY | 80401-1 | ELEC | 100002882.jpg
100002883 | STC-9200 TEMPERATURE CONTROLLER W/ REFRIGERATION DEFROST FAN ALARM FUNCTION AND TWO SENSOR | STC-9200 | HVAC | 100002883.jpg
100002884 | DANFOSS THERMAL EXPANSION VALVE 068Z3348 3/8" X 1/2" Flare 5' Cap For Danfoss Oem 881074 | 068Z3348 | HVAC | 100002884.JPG
100002885 | COPELAND DLLP-30X-EWL, 3 PHASE SEMI HERMETIC RECIPROCATING COMPRESSOR | DLLP-30X-EWL | HVAC | 100002885.JPG
100002886 | DANFOSS FILTER DRIER DCL 083 FLARE 023Z5005 | DCL 083 | HVAC | 100002886.JPG
100002887 | CERAMIC HALOGEN LAMP HOLDER 400W |  | ELEC | 100002887.JPG
100002888 | INDUSTRIAL PLUG 3P 25A |  | ELEC | 100002888.jpg
100002889 | ELEMENT WATER HEATER 3500-4500W 220-380V USA 1" |  | PLUMB | 100002889.JPG
100002890 | UNIVERSAL UPPER THERMOSTAT WATER HEATER 90F - 150F MADE IN USA |  | PLUMB | 100002890.JPG
100002891 | SOCKET WRENCH FOR ELEMENT WATER HEATER 1" |  | OMSP | 100002891.jpg
100002892 | SOCKET STEEL TYPE 4 POINTS |  | ELEC | 100002892.jpg
100002893 | CRIMP LUG 4MM ROUND TYPE |  | ELEC | 100002893.jpg
100002894 | CRIMP LUG 6MM ROUND TYPE |  | ELEC | 100002894.jpg
100002895 | LUG CRIMP CABLE 4MM (U TYPE) |  | ELEC | 100002895.jpg
100002896 | CRIMP LUG 6MM U TYPE |  | ELEC | 100002896.jpg
100002897 | CRIMP LUG 4MM PIN TYPE |  | ELEC | 100002897.jpg
100002898 | CRIMP LUG 6MM |  | ELEC | 100002898.jpg
100002899 | TERMINAL LUG 4MM |  | ELEC | 100002899.jpg
100002900 | PLASTIC TERMINAL LUG 8MM |  | ELEC | 100002900.jpg
100002901 | PLASTIC TERMINAL LUG 10MM |  | ELEC | 100002901.jpg
100002902 | SURFACE SINGLE SWITCH WATER PROOF |  | ELEC | 100002902.JPG
100002903 | 3 WAY SWITCH GEAR - INSULATED W/ SWITCH DISCONNECTOR INSULATED TRANSFORMER FEEDER CUBICLE W/ SWITCH DISCONNECTOR FUSE TURKEY 24KV, 630A 20KA |  | POWERG | 100002903.jpg
100002904 | 3M SCOTCHFIL ELECTRICAL INSULATION PUTTY 1 1/2" X 60" X .125" | 3M | ELEC | 100002904.jpg
100002905 | HV TERMINATION KIT 12-24KV |  | POWERG | 100002905.jpg
100002906 | PVC TEE WYE 6" SCH 40 45º |  | PLUMB | 100002906.jpg
100002909 | P-TRAP 4" PVC FOR FLOOR COMMODE |  | PLUMB | 100002909.jpg
100002910 | PVC ELBOW 4" SCH40 45D |  | PLUMB | 100002910.jpg
100002911 | PVC ELBOW 4" 90* SCH40 |  | PLUMB | 100002911.jpg
100002912 | AIR FILTER 6I - 2507 (AF 25288) | AF 25288 | POWERG | 100002912.jpg
100002913 | FLEETGUARD AIR FILTER AF 25289 | AF 25289 | POWERG | 100002913.jpg
100002914 | PERKINS OIL FILTER 2654A111 | LF2654A111 | POWERG | 100002914.jpg
100002915 | MAIN CIRCUIT BREAKER 100 AMP 250VAC 3P | 100A 3P | ELEC | 100002915.jpg
100002916 | HIGH CAPACITY EMERGENCY LIGHT MODEL LZ30-24K | LZ30-24K | ELEC | 100002916.JPG
100002917 | DELTA T13220 MONITOR 1300 SERIES SHOWER TRIM WITH CARTRIDGE DEL-T13220 | DEL-T13220 | PLUMB | 100002917.JPG
100002918 | RUNNING CAPACITOR 50 UF MFD 440 VAC |  | HVAC | 100002918.jpg
100002919 | FEMALE ELBOW 32 X 1" BEGGCMDD3 | BEGGCMDD3 | PLUMB | 100002919.jpg
100002920 | WATER HEATER ELEMENT 3 X 2000 WATT FOR BOILER 500-LTR ARISTON 220V | PL3305 | PLUMB | 100002920.JPG
100002921 | WOODWARD LOAD SHARING & SPEED CONTROL PN. 9907-018 | 9907-018 | POWERG | 100002921.jpg
100002922 | COOLING SYSTEM CLEANER 4C-4612 CAT | 4C-4612 CAT | POWERG | 100002922.jpg
100002923 | CURRENT TRANSFORMER 212-5894 CAT | 212-5894 CAT | POWERG | 100002923.jpg
100002924 | BATTERY CABLE ASSEMBLY 3V-6785 CAT | 3V-6785 CAT | POWERG | 100002924.jpg
100002925 | BATTERY CABLE ASSEMBLY (Part #: 3K-1715 CAT | 3K-1715 CAT - Negative | POWERG | 100002925.jpg
100002926 | BATTERY CABLE ASSEMBLY 2V-7397 CAT - JUMPER | 2V-7397 CAT | POWERG | 100002926.jpg
100002927 | DC CHARGING ALTERNATOR 5N-5692 CAT | 5N-5692 CAT | POWERG | 100002927.jpg
100002928 | CAT STARTER MOTOR 207-1562 | 207-1562 CAT | POWERG | 100002928.jpg
100002929 | HEATER GP-WATER JACKET 7E-6248 CAT OR CL160EA2-000, 6000WATTS, 240VOLTS, 25AMPS, SINGLE PHASE) | 7E-6248 CAT | POWERG | 100002929.jpg
100002930 | CAT PUMP AS-F PR 162-3906 | 162-3906 CAT | POWERG | 100002930.jpg
100002931 | SERPENTINE BELT 141-7116 CAT | 141-7116 CAT | POWERG | 100002931.jpg
100002932 | V-BELT 244-1244 CAT | 244-1244 CAT | POWERG | 100002932.jpg
100002933 | HOSE-TEE 217-6692 CAT | 217-6692 CAT | POWERG | 100002933.jpg
100002934 | SENSOR GP-TE 1020050 CAT) | 1020050 CAT | POWERG | 100002934.jpg
100002935 | SENSOR SA PRESSURRE 216-8684 CAT | 216-8684 CAT | POWERG | 100002935.jpg
100002936 | SENSOR GP-SP 318-1181 CAT | 318-1181 CAT | POWERG | 100002936.jpg
100002937 | PUMP GP F 225-4260 CAT | 225-4260 CAT | POWERG | 100002937.jpg
100002938 | CAT RADIATOR CAP 153-1403 CAT | 153-1403 CAT | POWERG | 100002938.jpg
100002939 | BREATHER A 4W-3027 CAT | 4W-3027 CAT | POWERG | 100002939.jpg
100002940 | REGULATOR-TE 248-5513 CAT | 248-5513 CAT | POWERG | 100002940.jpg
100002941 | CATSEAL GP-CRANKSHAFT 113-8432 | 113-8432 CAT | POWERG | 100002941.jpg
100002942 | SEAL GP-CRANKSHAFT 113-8433 CAT | 113-8433 CAT | POWERG | 100002942.jpg
100002943 | AC ALTERNATOR BEARING 154-3032 CAT | 154-3032 CAT | POWERG | 100002943.jpg
100002944 | FREON GAS R407 | R407 | HVAC | 100002944.jpg
100002945 | COPPER PIPE 1/2" FOR HVAC |  | HVAC | 100002945.jpg
100002946 | TEFPLON TAPE 3/4 |  | POWERG | 100002946.jpg
100002947 | FUEL FLEXIBLE PIPE 2" X 40CM W/ CONNECTOR |  | POWERG | 100002947.jpg
100002948 | UNIO EXIMO OUTSIDE ACCESS LEVER DEVICE 805L BS EN1125 OAD805N | BS EN1125 | CARP | 100002948.jpg
100002949 | SCRUBBING BRUSH |  | CARP | 100002949.jpg
100002951 | OVERLOAD RELAY 16 AMP 6000V IEC/EN 60947-5-1 | 16 AMP 6000V IEC/EN 60947-5-1 | ELEC | 100002951.JPG
100002952 | CONTACTOR EATON DIL M115130AMP 8000V IEC/EN 60947-4-1 | 98 AMP 8000V IEC/EN 60947-4-1 | ELEC | 100002952.JPG
100002954 | CHIYODA FLUORESCENT TUBE LIGHT 60 CM X 20 WATT | FL-20 60 CM X 20 WATT | ELEC | 100002954.jpg
100002955 | COUPLING PPR OUTSIDE THREAD 2" |  | PLUMB | 100002955.jpg
100002956 | COUPLING PPR OUTSIDE THREAD 1 1/2" |  | PLUMB | 100002956.jpg
100002958 | ACORN BACK OUTLET PUSH-BUTTON ASSEMBLY MOD# 2566-050-001 | 39121512 | PLUMB | 100002958.JPG
100002959 | COUPLING OUTSIDE THREAD 1 " | PL3024 | PLUMB | 100002959.jpg
100002960 | PERKINS OIL FILTER HEAD GASKET PN. 10000-18420 | 10000-18420 | POWERG | 100002960.jpg
100002961 | HALOGEN BULB 1000W 115V GE T11 GX9.5 | GE T11 GX9.5 | ELEC | 100002961.JPG
100002963 | LEROY SOMER AVR R448, P/N: R448REVB 1,50/60HZ | R448REVB 1 | POWERG | 100002963.jpg
100002965 | BOILER VERTICAL, 100 LITER, BRAND ARISTON 1800W HEIGHT 913CM WIDTH 45CM DEPTH 48CM | PRO R 100V | PLUMB | 100002965.jpg
100002966 | HDPE POLYETHYLENE SADDLE CLAMP, SIZE: 2 ½ , MATERIALS: POLYETHYLENE, BRAND: HDPE OR EQUIVALENT |  | PLUMB | 100002966.jpg
100002967 | FLANGE STAINLESS STEEL 9" X 8 HOLE |  | OMSP | 100002967.jpg
100002968 | ELBOW STEEL 9" |  | OMSP | 100002968.jpg
100002969 | STEEL PIPE 4 - 6MM X 9" |  | OMSP | 100002969.jpg
100002970 | STEEL STRIP 3MM X 4CM |  | OMSP | 100002970.jpg
100002971 | GALVANIZED SHEET 1MM X 2MTR |  | OMSP | 100002971.jpg
100002972 | DRILL BIT 19MM FOR METAL |  | OMSP | 100002972.jpg
100002973 | HEAT RESISTANT GASKET MAKER 5MM X 1MTR |  | OMSP | 100002973.jpg
100002974 | FLOOR COMMODE WHITE 50CM x 60CM WITH JOINT P-TRAP |  | PLUMB | 100002974.jpg
100002975 | COUPLING PVC 1.5" SCHEDULE 80 |  | PLUMB | 100002975.jpg
100002976 | WATERPROOF UTILITY BOX - 7 X 12 CM | 7 X 12 CM | ELEC | 100002976.jpg
100002977 | FIRE EXTINGUISHER 25-KG REFILL DRY POWDER |  | HVAC | 100002977.jpg
100002978 | DOUBLE PANIC LOCK W/ ROD 200CM COMPLETE SET | CAR249 | CARP | 100002978.JPG
100002979 | BATTERY CHARGER 24VDC 230VAC 50HZ 30A CPN-D 30 24 XE - NICD 48 19 | CPN-D 30 24 XE - NICD 48 19 | POWERG | 100002979.jpg
100002981 | HVAC MAGNETIC CONTACTOR 240/480/600 VAC, 1 POLE, 40 FLA, COIL 24 VAC, 50/60HZ HCC-1XQ04GB271 | HCC-1XQ04GB271 | HVAC | 100002981.jpg
100002982 | THERMOSTAT (MANUFACTURER: BLAUBERG, 0-70C, 220 VOLT) |  | PLUMB | 100002982.jpg
100002983 | FLUOKIT M24+ CRANK HANDLE |  | POWERG | 100002983.jpg
100002984 | DOOR LOCK 9" TURKEY |  | CARP | 100002984.JPG
100002986 | SCHNEIDER CIRCUIT BREAKER, WEIGHT 400KG, WEIGHT SF6 580G, TYPE FLUOKIT M24+-INCOMING CIRCUIT BREAKER, STANDARD IEC 62271-200, UP 95 KV, UD 38 KV, UR 17.5 KV, FR | SF6 580G | ELEC | 100002986.jpg
100002987 | MIXER SPRING TYPE PRE-RINSE WALL MOUNTED MODEL # B-0133-B |  | PLUMB | 100002987.jpg
100002988 | MECHANICAL SEAL KIT FN-20 FOR 20MM SHAFT (GRAPHITE-CERAMIC-NBR ASSEMBLY) |  | OMSP | 100002988.jpg
100002989 | BEARING NSK 6206Z (30X62x16MM) | NSK 6206Z | OMSP | 100002989.jpg
100002990 | BEARING NSK 6205Z (25X52X15MM) |  | OMSP | 100002990.jpg
100002991 | 2" HEAVY DUTY REINFORCE RIBBED FISH POND HOSE PIPE |  | POWERG | 100002991.jpg
100002993 | LUG CRIMP 70-12 MM |  | ELEC | 100002993.jpg
100002994 | BUSHING REDUCER PVC 1"X1/2" SCHEDULE 80 |  | PLUMB | 100002994.jpg
100002995 | INCANDESCENT HALOGEN LAMP - GE T11 115V 1000W GX9.5 115V 110MM |  | ELEC | 100002995.JPG
100002996 | WATER MANIFOLD GASKET P/N: 287/399 PERKINS | 287/399 PERKINS | POWERG | 100002996.jpg
100002997 | CYLINDER LINER SEAL O-RING P/N: 576/167 PERKINS | 576/167 PERKINS | POWERG | 100002997.jpg
100002998 | LOCTITE 680 RETAINING COMPOUND HIGH STRENGTH HIGH VISCOSITY 50ML | LOCTITE 680 | POWERG | 100002998.jpg
100003000 | FUEL INJECTORS O-RING SEAL P/N: 902-149 PERKINS | 902-149 PERKINS | POWERG | 100003000.jpg
100003001 | FUEL INJECTORS O-RING SEAL P/N: 902-150 PERKINS | 902-150 PERKINS | POWERG | 100003001.jpg
100003002 | FUEL INJECTORS WASHER P/N: 973-519 PERKINS | 973-519 PERKINS | POWERG | 100003002.jpg
100003003 | Heavy Duty Refrigeration Air Con Manifold Gauge R134a R404a R22 R410a Tool – Complete Set |  | HVAC | 100003003.jpg
100003004 | BOTTOM COVER GASKET P/N: SE152D/26 PERKINS | SE152D/26 PERKINS | POWERG | 100003004.jpg
100003005 | CYLINDER HEAD GASKET P/N: SE2H PERKINS | SE2H PERKINS | POWERG | 100003005.jpg
100003006 | CYLINDER HEAD RETAINER P/N: SE1B/39 PERKINS | SE1B/39 PERKINS | POWERG | 100003006.jpg
100003007 | CYLINDER HEAD O-RING P/N: 576/151 PERKINS | 576/151 PERKINS | POWERG | 100003007.jpg
100003008 | CYLINDER HEAD O-RING P/N: 576/218 PERKINS | 576/218 PERKINS | POWERG | 100003008.jpg
100003009 | CYLINDER HEAD O-RING P/N: 576/237 PERKINS | 576/237 PERKINS | POWERG | 100003009.jpg
100003010 | FUEL INJECTOR SLEEVE O-RING P/N: 576/139 PERKINS | 576/139 PERKINS | POWERG | 100003010.jpg
100003011 | FUEL INJECTOR SLEEVE P/N: SE1/12 PERKINS | SE1/12 PERKINS | POWERG | 100003011.jpg
100003013 | CRYSTAL CHLORINE 90% |  | OMSP | 100003013.jpg
100003014 | SOLENOID SWITCH 6A COIL 24VDC REV A | 3050692 Cummins | ELEC | 100003014.jpg
100003015 | WATER MANIFOLD GASKET P/N: 278/399 PERKINS | 278/399 PERKINS | POWERG | 100003015.jpg
100003016 | CAPACITOR 12 UF, 250V, 50/60HZ. (VENTURE B011LCTAFQ) | B011LCTAFQ | HVAC | 100003016.jpg
100003017 | CEILING FAN MOTORS 220V 56" |  | ELEC | 100003017.JPG
100003018 | ZURN P6000-MK HANDLE REPAIR KIT MANUFACTURER: ZURN MODEL #: P6000-MK PART #: 107687 | P6000-MK PART #: 107687 | ELEC | 100003018.JPG
100003019 | LAMINATED SAFETY GLASS 85CM X 62CM X 8MM |  | CARP | 100003019.jpg
100003020 | GYPSUM BOARD 120CM X 240CM X 12MM |  | CARP | 100003020.jpg
100003022 | UPVC CASEMENT MULTIPOINT LOCK WINDOW HANDLE |  | CARP | 100003022.JPG
100003023 | UXCELL® 5K DUAL HEAD TEMPERATURE SENSOR FOR CHIGO AIR CONDITIONER 19.3 INCH |  | HVAC | 100003023.JPG
100003024 | EXPANSION VESSEL 8 LITER (PRESSURE TANK) 22CM X 22CM X 37CM MS-SWH-EXP-8L-1 | MS-SWH-EXP-8L-1 | PLUMB | 100003024.JPG
100003025 | COMPRESSION JOINT COUPLING 50MM |  | PLUMB | 100003025.JPG
100003026 | COMPRESSION COUPLING 63MM FOR POLYETHYLENE PIPE |  | PLUMB | 100003026.JPG
100003027 | A/C SPLIT TYPE UNIT INVERTER TYPE 18000BTU |  | HVAC | 100003027.JPG
100003028 | COPPER PIPE 5/8" FOR HVAC |  | HVAC | 100003028.jpg
100003029 | COPPER PIPE 3/8" FOR HVAC |  | HVAC | 100003029.jpg
100003030 | PIPE INSULATION 5/8 |  | HVAC | 100003030.JPG
100003031 | ELECTRICAL CABLE 3 X 4MM |  | HVAC | 100003031.jpg
100003032 | 1” CONDUIT AND FASTENINGS |  | HVAC | 100003032.jpg
100003033 | 2 PIN COMPLETE OUTLET SOCKET |  | ELEC | 100003033.jpg
100003034 | CHIGO COMPRESSOR 9000 BTU LRA 27 220VAC 50HZ |  | HVAC | 100003034.JPG
100003035 | SUSPENSION CEILING CROSS TEE 610MM X 26MM X 24MM WHITE COATED | UMEN-CT2-1 | CARP | 100003035.jpg
100003036 | PIPE INSULATION 3/8 |  | HVAC | 100003036.jpg
100003037 | LOCK OUT TAG OUT KIT |  | OMSP | 100003037.jpg
100003038 | WIRE ROPE 12MM |  | ELEC | 100003038.jpg
100003039 | SUMOTO SUBMERSIBLE PUMP SUB. MOTOR COD. 61640300, TYPE OPT: 750, V. 380/415, A. 13.5, HP: 58, Hz: 50, HP: 7.50, NR. 22/04685/14, RPM: 2820 Phase 3 | MOTOR COD. 61640300 | PLUMB | 100003039.jpg
100003040 | HITACHI REFRIGERATING COMPRESSOR MODEL:E505DH-49E2YG | E505DH-49E2YG | HVAC | 100003040.JPG
100003041 | COPELAND COMPRESSOR SCROLL ZF18K4E-TF5-251 ( MANUFACTURER: COPELAND , MODEL NUMBER: ZF18K4E-TF5-251, 200 – 230V , 3PH , LRA 156 , AMP MAX 25 ) | ZF18K4E-TF5-251 | HVAC | 100003041.JPG
100003042 | R404A REFRIGERANT 24LB TANK MANUFACTURER: SANOWART MPN: 202251 | 202251 | HVAC | 100003042.jpg
100003043 | A/C INDOOR BLOWER MOTOR AUX 24000 BTU |  | HVAC | 100003043.jpg
100003044 | CHIGO A/C OUTDOOR BLOWER MOTOR 24000 BTU |  | HVAC | 100003044.jpg
100003045 | CHIGO A/C THERMOSTAT (SENSOR) 24000 BTU |  | HVAC | 100003045.jpg
100003046 | CHIGO INDOOR COVER 24,000 |  | HVAC | 100003046.jpg
100003047 | SHOWER CURTAIN W/ HOOK 200CM X 180CM |  | PLUMB | 100003047.JPG
100003048 | COMMODE 38CM X 47CM WHITE |  | PLUMB | 100003048.jpg
100003049 | WINDOW GLASS CLEAR 60.5CM X 100CM X 4MM |  | CARP | 100003049.jpg
100003051 | BLOWER MOTOR: MFR'S NAME DAEWOO ELETRONICS CROP. VOLTS 220/240 AMP.0.89 HZ.50 / RPM.825/725/625 HP.1/8 PHASE 1 MFR'S P.NO.A2932HB010 022-8101-484B H110 | A2932HB010 | HVAC | 100003051.jpg
100003052 | ELECTRICAL SWITCH HR5-6 AM030A / AMA7104-431 , 30A 240VAC RUNNING / 125A 240VAC LR , 092707 / 8A 1/3HP 120-240VAC , 25A / 240VAC (H) 1HP 120VAC | HR5-6 AM030A | HVAC | 100003052.jpg
100003053 | BLOWER MOTOR: MFR'S NAME DAEWOO ELETRONICS CROP 220/240V AMP.0.89 HZ.50 RPM.825/725/625 HP.1/8 1 P MFR'S P.NO.A2932HB010 022-8101-484B H11000A MADE IN KOREA | 022-8101-484B H11000A | HVAC | 100003053.jpg
100003055 | SOLID WOOD INTERIOR DOOR 195CM X 85CM X 4.5CM THICKNESS (BROWN COLOR) |  | CARP | 100003055.jpg
100003056 | CMAX HIGH QUALITY DOOR HANDLE 7" |  | CARP | 100003056.JPG
100003057 | SHOWER HAND SPRAY HOLDER WITH SOAP HOLDER |  | PLUMB | 100003057.JPG
100003058 | SAMSUNG A/C REMOTE 12000BTU |  | HVAC | 100003058.JPG
100003059 | SAMSUNG A/C REMOTE 18000BTU |  | HVAC | 100003059.jpg
100003060 | CHIGO A/C REMOTE 24000BTU |  | HVAC | 100003060.jpg
100003061 | FG WILSON ELEMENT FUEL 996-454 | 996-454 | POWERG | 100003061.jpg
100003062 | PROPANE GAS |  | HVAC | 100003062.jpg
100003063 | SAMSUNG COMPRESSOR 24000 BTU- AQ24UUAX 2200W 220-240V-50HZ, 1PH, LRA 65.0, FLA11.5) | COMPRESSOR UR5A250JHDEM | HVAC | 100003063.JPG
100003064 | FAN BELT 9,5X1350 LA | 9,5X1350 LA | POWERG | 100003064.JPG
100003065 | LIGHT 50W U TYPE |  | ELEC | 100003065.JPG
100003066 | STEEL CABLE CLAMP 16MM |  | ELEC | 100003066.jpg
100003067 | STEEL CABLE CLAMP 25MM |  | ELEC | 100003067.jpg
100003068 | STEEL CABLE CLAMP 32MM |  | ELEC | 100003068.jpg
100003069 | CRIMP LUGS 8MM ALUMINUM |  | ELEC | 100003069.jpg
100003070 | CRIMP LUGS 12MM ALUMINUM |  | ELEC | 100003070.jpg
100003071 | CRIMP LUGS 26MM ALUMINUM |  | ELEC | 100003071.jpg
100003072 | EXTENSION CORD 4MT |  | ELEC | 100003072.jpg
100003073 | 3" SUBMERSIBLE WELL WATER PUMP-7.5KW 10HP380-400V 50 HZ H MAX 107 IP68 ITALY |  | PLUMB | 100003073.jpg
100003074 | ELBOW PPR 1/2" X 1/2" INSIDE THREAD 90* |  | PLUMB | 100003074.jpg
100003075 | RUBBER WASHER 1/2" FOR MUSLIM SHOWER |  | PLUMB | 100003075.jpg
100003076 | COMMODE PUMP (This is considered as a Tools) |  | PLUMB | 100003076.jpg
100003077 | PVC END PLUG 3" |  | PLUMB | 100003077.jpg
100003078 | PLASTIC HOSE PIPE 3" |  | PLUMB | 100003078.jpg
100003079 | PVC WINDOW LATCH |  | CARP | 100003079.jpg
100003080 | MOUNTING ISOLATOR ON/OFF SWITCH 63AMP |  | ELEC | 100003080.JPG
100003081 | WALL MOUNTED FAN 16” (STEEL) |  | ELEC | 100003081.JPG
100003082 | SABRO CABINET EXHAUST FAN MOTOR TWO SIDED SHAFT VOLTAGE: 220-240V, 50/60HZ, FLA 0.6 |  | HVAC | 100003082.jpg
100003083 | 15" X 1500” 80 GAUGE ROLL PALLET WRAP STRETCH FILM HAND SHRINK WRAP 1500FT |  | CARP | 100003083.jpg
100003084 | OIL SUMP SEAL 996-904 | 996-904 | POWERG | 100003084.jpg
100003085 | BEARING HOUSING SEV483/6 PERKINS | SEV483/6 PERKINS | POWERG | 100003085.jpg
100003086 | METRIC OIL SEAL RUBBER COVERED CASE SINGLE LIP 25-35-7 R23 | LIP 25-35-7 R23 | POWERG | 100003086.jpg
100003087 | METRIC OIL SEAL RUBBER COVERED CASE SINGLE LIP 15-25-5 R21 | LIP 15-25-5 R2 | POWERG | 100003087.jpg
100003088 | DIGITAL BOARD A32 300-4079 CUMMINS | A32 300-4079 CUMMINS | POWERG | 100003088.jpg
100003089 | EPROM CHIP 0326-6397-02 CUMMINS | 0326-6397-02 CUMMINS | POWERG | 100003089.jpg
100003090 | TURBO CHARGER 988-837 - PERKINS, MODEL VP2000P, 2000KVA / 1600KW | 988-837 - PERKINS | POWERG | 100003090.jpg
100003091 | EXHAUST BELLOW 981-205 PERKINS MODEL: VP2000P 2000KVA / 1600KW | 981-205 PERKINS | POWERG | 100003091.jpg
100003092 | AIR SHUT OF VALVE - SE423A - PERKINS MODEL: VP2000P 2000KVA / 1600KW | SE423A | POWERG | 100003092.jpg
100003093 | GASKET 984-012 PERKINS MODEL: VP2000P 2000KVA / 1600KW | 984-012 PERKINS | POWERG | 100003093.jpg
100003094 | GASKET 994-450 - PERKINS MODEL: VP2000P 2000KVA / 1600KW | 994-450 - PERKINS | POWERG | 100003094.jpg
100003095 | TURBO SEAL 930-038 PERKINS MODEL: VP2000P, 2000KVA / 1600KW | 930-038 PERKINS | POWERG | 100003095.jpg
100003096 | GASKET FOR OIL PIPE 974-449 PERKINS MODEL: VP2000P 2000KVA / 1600KW | 974-449 PERKINS | POWERG | 100003096.jpg
100003097 | GASKET FOR OIL PIPE 973-756 PERKINS MODEL VP2000P 2000KVA / 1600KW | 973-756 PERKINS | POWERG | 100003097.jpg
100003098 | METRIC BOLT 994-488 PERKINS MODEL: VP2000P 2000KVA / 1600KW | 994-488 PERKINS | POWERG | 100003098.jpg
100003099 | NUT 986-064 PERKINS MODEL: VP2000P 2000KVA / 1600KW | 986-064 PERKINS | POWERG | 100003099.jpg
100003100 | WOOD STRIP 1 X 2CM |  | CARP | 100003100.jpg
100003102 | WINDOW GLASS CLEAR 58.5CM X 93.5CM X 4MM THICKNESS |  | CARP | 100003102.jpg
100003103 | SUPER GENERAL A/C COMPRESSOR 24000 BTU 220-240 VOLT |  | HVAC | 100003103.JPG
100003104 | 20A DOUBLE POLE SWITCH + NEON CLIPSAL E32D20NGE WE | E32D20NGE WE | ELEC | 100003104.JPG
100003105 | LEVITON 86016 ELECTRICAL WALL PLATE, DUPLEX RECEPTACLE, 2-GANG – IVORY. BRAND NAME: LEVITON, MODEL #86016 | 86016 | ELEC | 100003105.jpg
100003106 | FAN BELT 981-211 PERKINS | 981-211 PERKINS | POWERG | 100003106.jpg
100003107 | ACORN 2590-041-001 SINGLE TEMP METERING UNIT WITH WALL PLATE 2590-041-001 | ACORN 2590-041-001 | PLUMB | 100003107.JPG
100003108 | CAT COOLANT PRE-MIXED 50/50 101-2845 | CATERPILLAR 101-2845 | POWERG | 100003108.jpg
100003109 | REPAIR KIT WATER PUMP 997-757 PERKINS | 997-757 PERKINS | POWERG | 100003109.jpg
100003110 | COUPLING, 110MM (4 INCH), COMPRESSION TYPE FOR POLYETHYLENE PIPES |  | PLUMB | 100003110.jpg
100003111 | POLYETHYLENE WATER PIPE 110MM |  | PLUMB | 100003111.jpg
100003112 | ENDA ET1411-NTC-230 ET1411-NTC TEMPERATURE CONTROLLER | ET1411-NTC-230 | ELEC | 100003112.jpg
100003113 | SYNCH PANEL FOR 2X500KVA GENSET 2X630 AMP MOTORIZED INCOMING BREAKERS 1X1000 AMP MANUAL BREAKER |  | POWERG | 100003113.jpg
100003114 | OIL PIPE 986-644 FG WILSON (OR 789/590 PERKINS) | 986-644 FG WILSON | POWERG | 100003114.jpg
100003115 | BOLT & NUT M16 X 80MM ZINC PLATED HEX HEAD |  | OMSP | 100003115.jpg
100003116 | SUSPENSION CEILING CROSS TEE 1220MM X 26MM X 24MM WHITE COATED |  | CARP | 100003116.jpg
100003117 | WINDOW GLASS CLEAR 4MM MADE IN CHINA SIZE: 105 X 53CM | 105.5 X 53CM | CARP | 100003117.jpg
100003118 | WINDOW GLASS CLEAR 4MM MADE IN CHINA SIZE: 86 X 86CM | 86 X 86cm | CARP | 100003118.jpg
100003119 | CHLORINE STORAGE TANK (100-LITERS) |  | OMSP | 100003119.jpg
100003120 | MIXING MOTOR WITH MIXER SHAFT INCLUDED - MARQERS MQS-126 370W 220V 50HZ | MQS-126 | OMSP | 100003120.jpg
100003121 | DOOR LOCK - FALCON W511P DAN 626 DANE SATIN CHROME MEDIUM DUTY KEYED ENTRY/OFFICE LEVER | W511P DAN 626 | CARP | 100003121.jpg
100003122 | WINDOW GLASS (125 X 85 CM) 10MM THICKNESS (GLASS IS TINTED) |  | CARP | 100003122.jpg
100003123 | WINDOW GLASS (118 X 109 CM) 10MM THICKNESS (GLASS IS TINTED) |  | CARP | 100003123.jpg
100003124 | WINDOW GLASS (181 X 81 CM) 10MM THICKNESS (GLASS IS TINTED) |  | CARP | 100003124.jpg
100003125 | WINDOW GLASS (122 X 138 CM) 10MM THICKNESS (GLASS IS TINTED) |  | CARP | 100003125.jpg
100003126 | BLACK BITUMEN PAINT FOR WATERPROOFING PURPOSES | BITUMEN | OMSP | 100003126.JPG
100003127 | RED OXIDE PRIMER PAINT 40KG |  | OMSP | 100003127.jpg
100003128 | PAINT SPRAY GUN (TOOLS) |  | OMSP | 100003128.jpg
100003129 | TARPON FOR PAINT (PAINT ADDITIVE) 4 LITERS PER GALLON |  | OMSP | 100003129.jpg
100003130 | ROLLER PAINT 8” – 10” WIDE |  | OMSP | 100003130.jpg
100003131 | ELASTIMOLD DEAD BREAK ELBOW 300MM K656BLR VOLT: 16.2 KV L-G | K656BLR | POWERG | 100003131.jpg
100003132 | WINDOW GLASS CLEAR 60.5CM X 140CM X 4MM THICKNESS |  | CARP | 100003132.jpg
100003133 | LEGRAND FIXTURE LIGHT 100WATT IP54 | IP54 | ELEC | 100003133.JPG
100003134 | 63MM PE100 PN10 METRIC POLYETHYLENE PIPE |  | PLUMB | 100003134.jpg
100003136 | 63MM ELBOW 90D COMPRESSION TYPE FOR POLYETHYLENE PIPES |  | PLUMB | 100003136.jpg
100003137 | BUSHING REDUCER PVC 1 "X 1/2" SCHEDULE 80 |  | PLUMB | 100003137.jpg
100003138 | ROTARY 2 POSITION MAINTAINED SELECTOR SWITCH 10A |  | ELEC | 100003138.JPG
100003139 | BATTERY CHARGER 24V 5A 110/277 VAC 50/60 HZ P/N: DSE9255 | DSE9255 | POWERG | 100003139.jpg
100003140 | GROUNDING CABLE 1 X 50MM |  | ELEC | 100003140.jpg
100003141 | NUT AND BOLT WITH WASHER 70-14MM |  | CARP | 100003141.jpg
100003142 | CHLORINE DOSING PUMP – TYPE EMEC – MODEL FCE 0505, 220V-50Hz-16W |  | OMSP | 100003142.JPG
100003143 | LOWARA SUBMERSIBLE PUMP 380V 50HZ 7.5HP 5.5KW 1P 5.5KW 3" Made In Italy | LOWARA Q-1100 850 L | PLUMB | 100003143.jpg
100003144 | FIRE EXTINGUISHER 40-KG |  | OMSP | 100003144.jpg
100003145 | MEDIUM VOLTAGE LOAD BREAKER SWITCHGEAR 15-24 KV 800 AMP MADE IN TURKEY |  | POWERG | 100003145.jpg
100003146 | TUBE MDF GLUE SPRAY 123 |  | CARP | 100003146.JPG
100003147 | AXIAL FANS: VORTEX-E 504 T ATEX CAT GR II 2G / D B T4 / 135 X SERIES: E-ATEX, CODE: 0000040316 VORTEX, FREQUENCY (HZ) 50, PHASES NUMBER (PH) 3, WEIGHT KG) 13.6, | VORTEX-E 504 | OMSP | 100003147.jpg
100003148 | TWO STAGE SELF PRIMING CENTRIFUGAL PUMP (2CP) - MODEL: 2TCP25/140H | 2TCP25/140H | PLUMB | 100003148.jpg
100003149 | CPVC GATE VALVE 1/2" |  | PLUMB | 100003149.jpg
100003150 | CPVC ELBOW INSIDE THREAD 1/2" |  | PLUMB | 100003150.jpg
100003151 | EMERGENCY LIGHT DRYCELL BATTERY 12V 7.2 AMP - 150X65X100MM |  | ELEC | 100003151.jpg
100003152 | FIRE EXTINGUISHER 12-KG REFILL DRY POWDER |  | OMSP | 100003152.jpg
100003153 | MAGIC EPOXI STEEL DS-400 | DS-400 | CARP | 100003153.jpg
100003154 | DOOR CLOSER 11" COMPLETE ASSEMBLY |  | CARP | 100003154.JPG
100003155 | FYH BEARING UC217 | UC217 | POWERG | 100003155.jpg
100003156 | FYH BEARING UC215 | UC215 | POWERG | 100003156.jpg
100003157 | FAN SHAFT 15599 ONAN | 15599 ONAN | POWERG | 100003157.jpg
100003158 | HOT SELL FIRE-DOOR STAINLESS STEEL DOOR HANDLE SECURITY DOOR LOCK DOOR HANDLE LOCK SET – MODEL: LH004 | LH004 | CARP | 100003158.JPG
100003159 | LEGRAND DUPLEX 2 GANG SWITCH WALL SOCKET 13A 250V | LEGRAND 730076 | ELEC | 100003159.JPG
100003160 | TOILET FLUSH VALVE PUSH BUTTON TYPE |  | PLUMB | 100003160.JPG
100003161 | DIODE-VSKJ71/10 BRIDGE RECTIFIER | VSKJ71/10 | ELEC | 100003161.jpg
100003162 | RESISTOR 4.7 OHMS 20 WATTS | 4.7 OHMS 20W | ELEC | 100003162.jpg
100003163 | RELAY, 8 PIN PLUG-IN CONNECTION, WEIDMULLER 8870100000, 24 V DC COIL, 16 AMPS, WIDTH 13MM, DEPTH 25.5MM, HEIGHT 29MM | WEIDMULLER - 8870100000 | ELEC | 100003163.JPG
100003164 | CYLINDER HEAD O-RING 995-649 | 995-649 | POWERG | 100003164.jpg
100003165 | CYLINDER HEAD O-RING 986-192 | 986-192 | POWERG | 100003165.jpg
100003166 | CYLINDER HEAD O-RING 973-887 | 973-887 | POWERG | 100003166.jpg
100003167 | CYLINDER HEAD RETAINER 929-664 | 929-664 | POWERG | 100003167.jpg
100003168 | CYLINDER HEAD GASKET 996-490 | 996-490 | POWERG | 100003168.jpg
100003169 | ROCKER BOX COVER SEAL 908-295 | 908-295 | POWERG | 100003169.jpg
100003170 | BOTTOM COVER GASKET | P/N: 995-248 | POWERG | 100003170.jpg
100003171 | WATER MANIFOLD GASKET | P/N: 984-009 | POWERG | 100003171.jpg
100003172 | EXHAUST GASKET | P/N: 984-014 | POWERG | 100003172.jpg
100003173 | AIR IND MANIFOLD | P/N 984-013 | POWERG | 100003173.jpg
100003174 | ROOTS SYNTHETIC LUBRICANT ISO VG 220 1 GALLON - AERATION BLOWERS. |  | OMSP | 100003174.jpg
100003178 | SPACER PLATE 1106994 CAT | 1106994 CAT | POWERG | 100003178.jpg
100003179 | CORE OIL COOL, Part#: 4W4980 CAT |  | POWERG | 100003179.jpg
100003180 | SEAL O RING 1199443 CAT | 1199443 CAT | POWERG | 100003180.jpg
100003181 | SPACER 7N2597 CAT | 7N2597 CAT | POWERG | 100003181.jpg
100003182 | GUARD, Part#: 2685727 CAT |  | POWERG | 100003182.jpg
100003183 | GUARD ALTERN 3883410 CAT | 3883410 CAT | POWERG | 100003183.jpg
100003184 | STATOR-EXCIT, Part#: 2152404 CAT |  | POWERG | 100003184.jpg
100003185 | CAP SCREW 9F8122 CAT | 9F8122 CAT | POWERG | 100003185.jpg
100003186 | WASHER 5P8250 CAT | 5P8250 CAT | POWERG | 100003186.jpg
100003187 | CLAMP 8T4987 CAT | 8T4987 CAT | POWERG | 100003187.jpg
100003188 | F31S36418 - EATON SENTINEL FILTER BAGS - PE-5-P02E-WW-30 |  | OMSP | 100003188.jpg
100003189 | GE ROSAVE.Z * DEPTH CARTRIDGE FILTER - RO ZS 01-40-XK | RO ZS 01-40-XK | OMSP | 100003189.jpg
100003190 | REWIND 2" VERTICAL BOOSTER PUMP |  | PLUMB | 100003190.jpg
100003191 | RECTIFIER GP 2983817 CAT | 2983817 CAT | POWERG | 100003191.jpg
100003192 | SLEEVE 1525183 CAT | 1525183 CAT | POWERG | 100003192.jpg
100003193 | BEARING-BALL 1543032 CAT | 1543032 CAT | POWERG | 100003193.jpg
100003194 | CAMSHAFT REA 7E5322 CAT | REA 7E5322 CAT | POWERG | 100003194.jpg
100003195 | CAMSHAFT AS 7E6818 CAT | 7E6818 CAT | POWERG | 100003195.jpg
100003196 | CAMSHAFT-FRO 1332966 CAT | 1332966 CAT | POWERG | 100003196.jpg
100003197 | CAMSHAFT AS 7E6815 CAT | 7E6815 CAT | POWERG | 100003197.jpg
100003198 | WASHER 7N3218 CAT | 7N3218 CAT | POWERG | 100003198.jpg
100003199 | BOLT 5P0076 CAT | 5P0076 CAT | POWERG | 100003199.jpg
100003200 | SPACER 7N3216 CAT | 7N3216 CAT | POWERG | 100003200.jpg
100003201 | LIFTER AS 3467515 CAT | 3467515 CAT | POWERG | 100003201.jpg
100003202 | SHAFT ASSY 7C2377 CAT | 7C2377 CAT | POWERG | 100003202.jpg
100003203 | ROD A 1N4679 CAT | 1N4679 CAT | POWERG | 100003203.jpg
100003204 | JOINT KIT 2441210 CAT | 2441210 CAT | POWERG | 100003204.jpg
100003205 | BOLT 8T4908 CAT | 8T4908 CAT | POWERG | 100003205.jpg
100003206 | NUT 1700516 CAT | 1700516 CAT | POWERG | 100003206.jpg
100003207 | HOSE 1591732 CAT | 1591732 CAT | POWERG | 100003207.jpg
100003208 | CLAMP BAND 2441941 CAT | 2441941 CAT | POWERG | 100003208.jpg
100003209 | HOSE 1591733 CAT | 1591733 CAT | POWERG | 100003209.jpg
100003210 | DOOR LOCK 7" (GERMANY) COMPLETE SET |  | CARP | 100003210.JPG
100003211 | FGWILSON FUEL INJECTOR 10000-12393 (OR 593597C91R PERKINS) | 10000-12393 | POWERG | 100003211.jpg
100003213 | SQUARE TUBE STEEL120MM X 120MM X 4MM |  | OMSP | 100003213.jpg
100003215 | ANALOG PANEL AMPERE METER AMP 0 - 100 AMP EQB 72 (72 X 72 X 66MM HXWXD) |  | ELEC | 100003215.jpg
100003216 | OSRAM 46847 - HQI-BT 400W/D PRO E40 400 WATT METAL HALIDE LIGHT BULB | HQI-BT | ELEC | 100003216.jpg
100003217 | BALLAST 400W, TRIDONIC, OFBS 400 A021W, 27002383 | Tridonic 27002383 | ELEC | 100003217.JPG
100003218 | OSRAM CAPACITOR 50UF 400W SODIUM LAMP EXPLOSION-PROOF COMPENSATION CAPACITOR PFC50. |  | ELEC | 100003218.JPG
100003219 | BRISTOL H82J373ABCA 37,600 BTU RECIPROCATING COMPRESSOR 208-230/60/1 R-410A |  | HVAC | 100003219.JPG
100003220 | CHIGO A/C OUTDOOR FAN GRILL 24000BTU |  | HVAC | 100003220.JPG
100003221 | CHIGO A/C INDOOR COVER 24000BTU (AS PER SAMPLE PICTURE) |  | HVAC | 100003221.JPG
100003222 | EMERGENCY LIGHT DRY CELL BATTERY 12V 12AH - 150 X 99 X 66MM |  | ELEC | 100003222.jpg
100003223 | PRESSURE TANK 200 LTR (WATER-GUARD POTABLE WATER EXPANSION TANK) |  | PLUMB | 100003223.jpg
100003224 | FUEL TRANSFER PUMP ,220V,/1.5KW/ 1.5 INCH |  | POWERG | 100003224.jpg
100003225 | SIEMENS TRIPPED SWITCH 32A 3P |  | ELEC | 100003225.jpg
100003226 | TRANSFORMER OF FIXTURE EXIT LIGHT 227V 120V 0V/ AD-001/IM 130-0501B |  | ELEC | 100003226.JPG
100003227 | ADAPTER CHROME 3/4" X 1/2" |  | PLUMB | 100003227.JPG
100003228 | WATER HEATER HEATING ELEMENT 3.5KW 220V / THREAD TYPE |  | PLUMB | 100003228.JPG
100003229 | FIRE EXTINGUISHER 2-KG |  | HVAC | 100003229.jpg
100003230 | PERKINS FUEL FILTER SEV 429134 | SEV 429134 | POWERG | 100003230.jpg
100003231 | LABORATORY PACK |  | OMSP | 100003231.jpg
100003232 | DR 900 COLORIMETER |  | OMSP | 100003232.jpg
100003233 | SESSION + PH 3 |  | OMSP | 100003233.jpg
100003234 | SLEEVE 6J |  | OMSP | 100003234.jpg
100003235 | SLEEVE 9J |  | OMSP | 100003235.jpg
100003236 | AUTOMATIC FILTER DIESEL COVER PLATE |  | OMSP | 100003236.jpg
100003237 | DIESEL COVER PLATE |  | OMSP | 100003237.jpg
100003238 | FUNNEL PLASTIC TYPE |  | OMSP | 100003238.jpg
100003239 | LDO PROBE |  | OMSP | 100003239.jpg
100003241 | SCHNEIDER MAGNETIC CONTACTOR LC1 DT40 40 AMP 220VAC 50-60HZ 3P | LC1 DT40 | ELEC | 100003241.jpg
100003242 | TEE BODY PLASTIC ACORN 2570-041-000 |  | PLUMB | 100003242.JPG
100003243 | AIR CONTROL TIMER ASSYMBLY ACORN 2564-000-001 |  | PLUMB | 100003243.jpg
100003244 | SAFTI-TROL COMPRESSION SPRING (PACK OF 10) ACORN 2415-002-001 |  | PLUMB | 100003244.jpg
100003245 | PHASE VOLTAGE MONITORING RELAY WITH 2 N.O / 2 N.C CONTACTS 3 PHASE 380-440VAC | (Part #: RM4TR32, Brand: Schneider) | ELEC | 100003245.JPG
100003246 | MUSHROOM PUSH-BUTTON SWITCH / EMERGENCY STOP / SINGLE-POLE | (Part# B200E-E | ELEC | 100003246.JPG
100003247 | IRON PIPE 8" |  | CARP | 100003247.jpg
100003248 | IRON PIPE 6" |  | CARP | 100003248.jpg
100003249 | PVC PIPE 7" SCH 80 X 6MTR |  | PLUMB | 100003249.jpg
100003250 | EXHAUST GASKET 984-014 FGW OR 282/296 PERKINS | 984-014 FGW | POWERG | 100003250.jpg
100003251 | AIR IND MANIFOLD SEAL, P/N 984-013 FGW OR 282/295 PERKINS | 282/295 PERKINS | POWERG | 100003251.jpg
100003252 | CRC CO-CONTACT CLEANER 33% |  | POWERG | 100003252.jpg
100003253 | COPPER GREASE HIGH TEMPERATURE ANTI-SEIZE COMPOUND - 500g CAN (VERY HIGH OPERATING TEMPERATURE -20°C TO +1100°C) |  | POWERG | 100003253.jpg
100003254 | LAWSON TIS50 50A TIS INDUSTRIAL FUSE HRC 415V TIS50 (AMP: 50A, FUSE TYPE: TIS TYPE, BS88 REFERENCE: A3, VOLTAGE: 415VAC 240DC, BREAKING CAPACITY: 80KA AC 40KA D | BS88 | ELEC | 100003254.jpg
100003255 | PANEL BOX 100 CM X 100 CM | 100 CM X 100 CM | ELEC | 100003255.jpg
100003256 | ELECTRICAL PANEL BOX 100 CM X 140 CM | 100 CM X 140 CM | ELEC | 100003256.jpg
100003257 | EMT BRACKET FOR PANEL BOX 70 CM | 70 CM | ELEC | 100003257.jpg
100003258 | ELECTRICAL PANEL BOX 100 CM X 120 CM | 100 CM X 120 CM | ELEC | 100003258.jpg
100003259 | FLUORESCENT FIXTURE LIGHT EXPLOSION PROOF MAX 047-22 HZ 50-60 | MAX 047-22 HZ 50-6 | ELEC | 100003259.jpg
100003260 | SCAME WALL MOUNTED INSOLATOR SWITCH 32 AMP 400V | AC 23 | ELEC | 100003260.JPG
100003262 | LITHONIA TH 1000 WATT TB HSG LIGHTING (LUMINAIRE FITTING) | TB HSG | ELEC | 100003262.JPG
100003263 | FLUORESCENT RECESSED CEILING LIGHT 4 X 18W 60CM |  | ELEC | 100003263.JPG
100003264 | LIGHT FIXTURE - 4 FOOT FLUORESCENT VAPOR TIGHT - 32W T8 - AC W/ EMERGENCY BACKUP OPTION |  | ELEC | 100003264.JPG
100003265 | FLUORESCENT FIXTURE 120CM X 60CM 2 X 36 WATT 220 VOLT | 120CM X 60CM 2 X 36 WATT 220 VOLT | ELEC | 100003265.JPG
100003266 | FLUORESCENT FIXTURE LUMINAIRE GAS TUBE 2 X 120 CM (EJSA) | LA 2 32 MVOLT GEB10RS | ELEC | 100003266.JPG
100003267 | LITHONIA LIGHTING POLYCARBONATE REFRACTOR WALL PACK TWP 32TRT MVOI. TL/LP | TWP 32TRT MVOI. TL/LP | ELEC | 100003267.jpg
100003268 | LITHONIA LIGHTING CAST/GLASS WALL PACK TWH 250S 32050HZ DF L/LP | TWH 250S 32050HZ DF L/LP | ELEC | 100003268.jpg
100003269 | LITHONIA LIGHTING CAST/GLASS WALL PACK TWH 100S 230V 50HZ DF L/LP PART K | TWH 100S 230V 50HZ DF L/LP | ELEC | 100003269.jpg
100003270 | FLUORESCENT FIXTURE 2 X 18W X 60CM (AS PER SAMPLE PICTURE) | ELT1242 |  | 100003270.JPG
100003271 | KELTRON PS740 V9.0 POWER SUPPLY | PS740 V9.0 | ELEC | 100003271.jpg
100003272 | WALL MOUNTED FIXTURE 120CM X2 X 36 WATT | 120CM X2 X 36 WATT | ELEC | 100003272.JPG
100003273 | RECESSED TROFFER FLUORESCENT FIXTURE 2 X 18 WATT | 2 X 18 WATT | ELEC | 100003273.JPG
100003276 | AIR WINDOW VENTILATION 80 X 40 CM | 80 X 40 CM | HVAC | 100003276.jpg
100003277 | EXIT SIGN | ELT1764 | CARP | 100003277.JPG
100003278 | A/C SWITCH WITH INDICATOR 45 AMP 250V | 45 AMP 250V | HVAC | 100003278.JPG
100003279 | LEGRAND FOUR GANG LIGHT SWITCH 13 AMP 230VAC | LEGRAND | ELEC | 100003279.JPG
100003280 | SINGLE MOSAIC FRAME 788 02 LEGRAND | 788 02 LEGRAND | ELEC | 100003280.JPG
100003281 | ELECTRICAL PANEL BOX 30CM X 25 CM | 30CM X 25 CM | ELEC | 100003281.jpg
100003282 | ELECTRO MAGNETIC SWITCH | ELT1725 | ELEC | 100003282.jpg
100003283 | SINGLE GANG ONE WAY SWITCH | ELT1597 | ELEC | 100003283.JPG
100003284 | ELECTRICAL PANEL BOX 35 CM X 25 CM | 35 CM X 25 CM | ELEC | 100003284.jpg
100003285 | INDUSTRIAL MALE FEMALE 3P X 32A 220/240V TYPE 123 | TYPE 123 | ELEC | 100003285.jpg
100003286 | T&B INDUCTIVE BALLAST 2000 W 16.5A 230V 50HZ | Q2000 | ELEC | 100003286.jpg
100003287 | WALL FAN 8" ASSORTED | ELT1540 | ELEC | 100003287.jpg
100003288 | VS IGNITER 380-415V 50/60HZ , SODIUM AND METAL LAMP , 70-2000W, 3.5-5KVS | AVS - 2000/380 | ELEC | 100003288.jpg
100003289 | LEGRAND 2 WAY SWITCH 10 AMP 250VAC | LEGRAND | ELEC | 100003289.JPG
100003290 | PHILIPS FLOOD LIGHT PAR38 120 WATT 240V | PHILIPS - 120W | ELEC | 100003290.JPG
100003291 | Ballast 2X18,36,58 watt | ELT1356 |  | 100003291.JPG
100003292 | LEGRAND BG SP SWITCH WALL SOCKET 16A 220VAC EUROPEAN | LEGRAND | ELEC | 100003292.JPG
100003293 | ROUND CEILING FIXTURE LIGHT CLEAR GLASS SCREW TYPE AS PER SAMPLE PICTURE | 33 CM X 33 CM | ELEC | 100003293.JPG
100003294 | PROJECTOR LIGHT GAS/METAL HALIDE LAMP 125 W | ELT1670 | ELEC | 100003294.JPG
100003296 | FEMALE PLUG 16AMP 250VOLT 2P | ROYAN | ELEC | 100003296.jpg
100003297 | OSRAM HALOGEN BULB 120W | 120W | ELEC | 100003297.JPG
100003298 | H&BRUSH R019H FUSE 20.5 X 127 600V 25A | H&BRUSH R019H | ELEC | 100003298.jpg
100003300 | UTILITY BOX 7 CM X 14 CM | 7 CM X 14 CM | ELEC | 100003300.jpg
100003302 | ELECTRICAL INSULATOR 3 CM | INSULATOR 3CM | ELEC | 100003302.jpg
100003303 | INSULATOR 10 CM | ELT1723 | ELEC | 100003303.jpg
100003304 | FUSE UNIT PT FUSE 14.4KV 20 AMP | SMU-20 | POWERG | 100003304.jpg
100003305 | VERSATILE EXIT SIGN FOR INTERNAL AND EXTERNAL USER, WITHOUT COVER | ELT1724 | ELEC | 100003305.jpg
100003306 | XMD6 MOTOR OPERATOR 200-230Volt 130 AMP | XMD6 | ELEC | 100003306.jpg
100003307 | QUALITY SECURITY DOOR LOCK DIERRE MODEL: CLASSE 3, ENV 1627 COMPLETE SET ( AS PER SAMPLE OR EQUAL SPECIFICATION) | ELT1690 | CARP | 100003307.jpg
100003309 | DUPLEX JUNCTION BOX 4" X 4" | BOX 4" X 4" | ELEC | 100003309.jpg
100003310 | PLUG 3 POLE TYPE G 13 AMP FUSED (WHITE) 72135 | 72135 | ELEC | 100003310.jpg
100003311 | BUSBAR (U TYPE) | ELT1707 | ELEC | 100003311.jpg
100003312 | BUSBAR (Z TYPE) | ELT1706 | ELEC | 100003312.jpg
100003313 | DIN RAIL C CHANNEL | ELT1101 | ELEC | 100003313.jpg
100003314 | FUSE HOLDER FOR MTS PANEL | ELT1708 | ELEC | 100003314.jpg
100003315 | T70 PANDUIT ELBOW FITTING | ELT1695 | ELEC | 100003315.jpg
100003316 | BTICINO INTERRUPTER BIPOLAIRE SWITCH W/ FUSE 26A 380V | ART642 | ELEC | 100003316.jpg
100003317 | EUROPEAN ADAPTOR PLUG | ELT1687 | ELEC | 100003317.jpg
100003318 | PVC JUNCTION BOX 40 CM X 35 CM X 12 CM | ELT1669 | ELEC | 100003318.jpg
100003319 | QS-11 COLD SHRINK SPLICING KIT | ELT1719 | ELEC | 100003319.jpg
100003320 | THREE PHASE BUS BAR 63 AMP 380 VOLTS COPPER, LENGTH 1-MTR | ELT1342 | ELEC | 100003320.jpg
100003321 | SIEMENS 3RV1021-1GA10 MOTOR CONTROL SWITCH | SIEMENS 3RV102 | ELEC | 100003321.jpg
100003322 | INDUSTRIAL MALE PLUG 5P X 16A 380/415V | ELT1754 | ELEC | 100003322.jpg
100003323 | REXROTH FLOW SWITCH VALVE MNR:R900481624 Z2FS 6-244/2QV MADE IN GERMANYVE MNR:R900481624 MADE IN GERMANY | Z2FS 6-2-44/2QV | PLUMB | 100003323.jpg
100003327 | PANEL BOARD INDICATOR LAMP 130V 20MA PIN TYPE | 130V, 20MA | ELEC | 100003327.jpg
100003328 | PVC JUNCTION BOX 20 CM X 20 CM | ELT1717 | ELEC | 100003328.jpg
100003330 | MORRISON BROS. CO. LIQUID LEVEL MONITORING DEVICE W/ ALARM | BWF / 500V | ELEC | 100003330.jpg
100003331 | FLUORESCENT TUBE LIGHT (20 CM) 6 WATT | T5 6W | ELEC | 100003331.jpg
100003333 | ELECTRODE ASSEMBLY KIT CF500 & CF800 | EELE022 | ELEC | 100003333.jpg
100003336 | QS-III COLD SHRINK SPLICING KIT | QS-III | ELEC | 100003336.jpg
100003337 | WALL BRACKET 12" (USED) | ELT1668 | ELEC | 100003337.jpg
100003338 | INDUSTRIAL WALL SOCKET OUTLETS 5 X 63A 380/415V | 5 X 63A 380/415V | ELEC | 100003338.jpg
100003339 | INDUSTRIAL WALL MALE PLUG 5 X 63A 380/415V | 5 X 63A 380/415V | ELEC | 100003339.jpg
100003340 | MALE FEMALE PLUG 3P 32A TYPE 204 | TYPE 204 | ELEC | 100003340.jpg
100003341 | INDUSTRIAL WALL MALE PLUG 5 X 32A 220/240V TYPE 04 | TYPE 04 | ELEC | 100003341.jpg
100003342 | P.T, FUSE 15.5KV 60HZ SIZE B | SF606HH905 | POWERG | 100003342.jpg
100003343 | REXROTH FLOW SWITCH VALVE MNR: R978873115 4WE6E62/EW11ON9DAL/62 120V/220VA 60W | R978873115 | ELEC | 100003343.jpg
100003344 | BATTERY C TYPE FIXTURE PR002 4*D 400mAh Ni-Cd | PR002 4*D 400mAh Ni-Cd | ELEC | 100003344.jpg
100003345 | PK1 H&BRUSH FUSE 20.5 X 127 30A, 600V | EC269 | ELEC | 100003345.jpg
100003347 | BULB 150 WATT SCREW TYPE | 150 WATT | ELEC | 100003347.jpg
100003348 | EMT CLAMP 2.5" | CLAMP 2.5" | ELEC | 100003348.jpg
100003349 | CERAMIC BUSHING | ELT1716 | ELEC | 100003349.jpg
100003350 | RIGID PVC CONDUIT ELBOW 3/4" SCH 80 | 3/4" SCH 80 | ELEC | 100003350.jpg
100003351 | ELECTRICAL LONG ELBOW EMT 2" 45º | EMT 2" 45º | ELEC | 100003351.jpg
100003352 | ELECTRICAL LONG ELBOW GI 4" 45º | GI 4" 45º | ELEC | 100003352.jpg
100003353 | LOADBREAK BUSHING WELL INSERT 200A 14.4 KV (USED) | LB 200 | POWERG | 100003353.jpg
100003354 | LOADBREAK TAP 200A 8.3/14.4KV (used) | 200A | POWERG | 100003354.jpg
100003355 | LOADBREAK ELBOW 12.7/15KV (used) | 12.7MCOV | POWERG | 100003355.jpg
100003356 | DOUBLE LOADBREAK BUSHING 200A 14.4 KV | LB200D | POWERG | 100003356.jpg
100003357 | FLUORESCENT FIXTURE 1 X 18W X 60CM ORDINARY STEEL | 1X18W X 60CM | ELEC | 100003357.JPG
100003358 | ROOM HEATER RADIATOR TYPE EPR-5070 2500W 220V 50/60HZ 130 X 700 X 500MM | EPR-5070 | ELEC | 100003358.JPG
100003359 | MARBLE TILES 150 CM X 30 CM | 150CM X 30 CM | CARP | 100003359.jpg
100003360 | MARBLE TILES 120 CM X 30 CM | 120 CM X 30 CM | CARP | 100003360.jpg
100003361 | PVC ELECTRICAL LONG ELBOW 4" 45D | 4" 45D | ELEC | 100003361.jpg
100003362 | EMT PIPE 3/4" | ELT1166 | ELEC | 100003362.jpg
100003363 | RIGID PVC CONDUIT SCH-40 3/4" X 3 MTR | TC-2 | ELEC | 100003363.jpg
100003364 | PVC ELECTRICAL LONG ELBOW 2" 45D | 2" 45D | ELEC | 100003364.jpg
100003365 | PVC ELECTRICAL COUPLING 2" SCH- 40 | SCH- 40 | ELEC | 100003365.jpg
100003366 | PVC ELECTRICAL CONDUIT PIPE 2" SCH-40, 4MTR | 2" SCH-40 | ELEC | 100003366.jpg
100003367 | PVC ELECTRICAL ELBOW 3" 45D | 3" 45D | ELEC | 100003367.jpg
100003368 | PANDUIT 100MM X100MM X 3 MTR | 100MM X100 MM X 3 MTR | ELEC | 100003368.jpg
100003369 | PANDUIT 38MM X 16 MM | 38MM X 16 MM | ELEC | 100003369.jpg
100003370 | GALVANIZED UNISTRUT 5.08 CM X 55,8 CM X 4 MTR | 5.08 CM X 55,8 CM X 4 MTR | ELEC | 100003370.jpg
100003371 | RIGID PIPE 3/4" | UL12421889 | ELEC | 100003371.jpg
100003372 | EMT C CHANNEL 8 CM X 4 CM X 4 MTR | ELT1562 | ELEC | 100003372.jpg
100003373 | SIEMENS MAGNETIC CONTACTOR 3TF50 135-160AMP 3P 220V | 3TF50 | ELEC | 100003373.JPG
100003374 | DAYTON RIGID COULING 1"X1" | 3ZN70A | ELEC | 100003374.jpg
100003375 | PVC ELECTRICAL COUPLING 1" | PVC 1" | ELEC | 100003375.jpg
100003376 | LINK FUSE BAYONET TYPE | ELT1535 | POWERG | 100003376.jpg
100003377 | PVC ELECTRICAL ELBOW 1" | ELBOW 1" | ELEC | 100003377.jpg
100003378 | DELTA-101X VOLTAGE PHASE DETECTOR | DELTA-101X | ELEC | 100003378.jpg
100003379 | MV INSULATOR 24KV | ELT1352 | ELEC | 100003379.jpg
100003380 | RT16 (NT) KNIFE TYPE FUSE LINK | NT 1 RT 16-1 | ELEC | 100003380.jpg
100003381 | LAMP HOLDER BAYONET TYPE | ELT1418 | ELEC | 100003381.JPG
100003382 | OSRAM HQI - TS 70W / NDL PROJECTOR BULB | OSRAM HQI - TS | ELEC | 100003382.JPG
100003383 | PHOTO CELL KFR 02 10A 220V W/ TIMER | KFR 02 | ELEC | 100003383.JPG
100003384 | DSC WIRELESS KEY WS4939 COMPLETE SET | WS4939 | ELEC | 100003384.jpg
100003385 | FLUORESCENT LIGHT TLD 15W BUG KILLER | 15W | ELEC | 100003385.jpg
100003386 | ELECTRICAL PANEL BOX 40 CM X 60 CM | BOX 40 CM X 60 CM | ELEC | 100003386.jpg
100003387 | ELECTRICAL PANEL BOX 40 CM X 30 CM | BOX 40 CM X 30 CM | ELEC | 100003387.jpg
100003388 | ELECTRICAL PANEL BOX 50 CM X 60 CM | BOX 50 CM X 60 CM | ELEC | 100003388.jpg
100003389 | ELECTRICAL PANEL BOX 40 CM X 35 CM | BOX 40 CM X 35 CM | ELEC | 100003389.jpg
100003390 | ELECTRICAL PANEL BOX 52 CM X 36 CM | BOX 52 CM X 36 CM | ELEC | 100003390.jpg
100003391 | ELECTRICAL PANEL BOX 40 CM X 50 CM | BOX 40 CM X 50 CM | ELEC | 100003391.jpg
100003393 | WULRILEE ELECTRONIC WATER LEVEL CONTROLLER | ELT1519 | ELEC | 100003393.jpg
100003394 | CO DETECTOR TECNOCONTROL SE115SC 230V 50HZ | SE115SC | ELEC | 100003394.jpg
100003395 | SSRC-04 LIQUID LEVEL CONTROL DEVICE 220-230V | SSRC-04 | ELEC | 100003395.JPG
100003396 | FINDER RELAY 10 AMP 24VDC | FINDER 40.5 | ELEC | 100003396.jpg
100003397 | FUSE HOLDER 9.5W 690V VLC 22 1P | VLC 22 1P | ELEC | 100003397.jpg
100003398 | MK-01 VOLTAGE PHASE DETECTOR 5A, 220-230V | MK-01 | ELEC | 100003398.jpg
100003399 | O.ERRE SPEED SWITCH 1.5 AMP 220-240V 50-60 HZ MADE IN ITALY | 12966 | ELEC | 100003399.jpg
100003400 | MAKITA CARBON BRUSH PN643208-9 | PN643208-9 | ELEC | 100003400.jpg
100003401 | ALCE LV CURRENT TRANSFORMER 0.72/3kva,FS10 | TS 620/1978 | ELEC | 100003401.jpg
100003402 | PUSH BUTTON SWITCH 10AMP 660V | ELT1411 | ELEC | 100003402.JPG
100003403 | OSRAM HALOGEN PHOTO OPTIC LAMP OPTIC 150W 240V | OSRAM | ELEC | 100003403.jpg
100003404 | RELAY 6 AMP 250V | IDEC 6A | ELEC | 100003404.JPG
100003405 | SIEMENS GB14048 \ 50 HZ 10 AMP MAGNETIC CONTACTOR | SIEMENS - GB14048 | ELEC | 100003405.jpg
100003406 | LAMP CFL 40 WATT 220-240V 50-60HZ SCREW TYPE | CFL 40W | ELEC | 100003406.JPG
100003407 | HEAT SHRINK TUBING KIT FP-301 3M. (4.76, 6.35, 9.5, 12.7 19.05 & 25.4 MM) | 3M - FP 301 | ELEC | 100003407.jpg
100003408 | HEAT SHRINK 125 DEGREES 660V, 30-15 MM (YELLOW) | 125 DEGREES 660V, 30-15 MM | ELEC | 100003408.jpg
100003409 | OSRAM HALOGEN DISPLAY/OPTIC LAMP 650 WATT 230 VOLT 64717 FRL CP/89 | OSRAM - 64717 FRL CP/89 | ELEC | 100003409.jpg
100003410 | OSRAM PROJECTOR BULB-500 WATT 240 VOLTS MADE IN MEXICO | OSRAM - 64672 | ELEC | 100003410.jpg
100003411 | SCHNEIDER - MOTOR CIRCUIT BREAKER GV ME16, 690 V MAX / 50Hz 3 PH 9-14 | SCHNEIDER - GV ME16 | ELEC | 100003411.jpg
100003412 | ELECTRICAL RUBBER GLOVES X-LARGE | ELT1253 | ELEC | 100003412.jpg
100003414 | STARTER FOR FLUORESCENT TUBE LIGHT 4W - 80 WATT 100-250V | FS-U | ELEC | 100003414.jpg
100003415 | 3M VINGLE ELECTRICAL TAPE | ELT1649 | ELEC | 100003415.jpg
100003416 | ELECTRICAL BLANK OFF 5 CM X 2 CM FOR PANEL BOX | 5 CM X 2 CM | ELEC | 100003416.jpg
100003417 | PVC FLAT ANGLE JOINT 4" | ELT1214 | ELEC | 100003417.jpg
100003418 | ELECTRICAL WIRE 2 X 0.75 MM (WHITE) | 2 X 0.75 MM (WHITE) | ELEC | 100003418.jpg
100003419 | RIGID PULL ELBOW 1" | ELBOW 1" | ELEC | 100003419.jpg
100003420 | OUTDOOR FAN MOTOR UNIT 230 V 50/60 HZ 0.4 A 90W MADE IN GERMANY | OFM 230 V 50/60 HZ 0.4 A 90W | HVAC | 100003420.jpg
100003421 | RIGID PULL ELBOW 3/4" | ELT1415 | ELEC | 100003421.jpg
100003422 | OSRAM DULUX LAMP CFL 11 WATT 220 VOLT | OSRAM DULUX 11W | ELEC | 100003422.jpg
100003423 | JUNCTION BOX 4" X 4" | BOX 4" X 4" | ELEC | 100003423.jpg
100003424 | DAI - ICHI CFL 11 WATT 220 VOLT SCREW TYPE | CFL 11W | ELEC | 100003424.jpg
100003425 | OSRAM DULUX DE 26W / 865 ENERGY SAVING 4-PIN LAMP - DAYLIGHT COLOR - G24Q-3 CAP | G24Q-3 CAP | ELEC | 100003425.jpg
100003426 | CARBON MONOXIDE DETECTOR CO1224T | CO1224T | ELEC | 100003426.jpg
100003428 | CERAMIC LAMP HOLDER SCREW TYPE | N/A | ELEC | 100003428.JPG
100003429 | CERAMIC LAMP HOLDER 400W | 400W | ELEC | 100003429.jpg
100003430 | PROJECTOR LAMP HOLDER 1000W | 1000W | ELEC | 100003430.jpg
100003431 | LUG FORK TYPE W/ 40 CM CABLE | LUGS | ELEC | 100003431.jpg
100003432 | SOLID JUMPER WIRE W/ SCREW | ELT1332 | ELEC | 100003432.jpg
100003433 | GFCI GROUND FAULT CIRCUIT INTERRUPTER 20 AMP 2 POLE 120 VAC | ELT1518 | ELEC | 100003433.jpg
100003434 | SINGLE POLE CHANGE OVER SWITCH 660V 32 AMP | A 2505 | ELEC | 100003434.jpg
100003435 | CHANGE OVER SWITCH E9-16A | E9-16A | ELEC | 100003435.jpg
100003436 | CHANGE OVER SWITCH 50A | ELT1705 | ELEC | 100003436.jpg
100003437 | CHANGE OVER SWITCH E9-25A | E9-25A | ELEC | 100003437.jpg
100003438 | FIXTURE PROJECTOR LIGHT 1000W IP44 230V 50HZ R7S | R7S | ELEC | 100003438.JPG
100003439 | HALOGEN 500WATT FIXTURE WEATHERPROOF COMPLETE IP44 | IP44 | ELEC | 100003439.JPG
100003440 | INDUSTRIAL FEMALE WALL OUTLETS 5 X 32A 220/240V TYPE 125 | TYPE 12 | ELEC | 100003440.jpg
100003441 | INDUSTRIAL MALE PLUG 5P X 32A 220/240V TYPE 125 | TYPE 125 | ELEC | 100003441.jpg
100003442 | STARTER HOLDER | ELT1435 | ELEC | 100003442.jpg
100003443 | INDUSTRIAL FEMALE PLUG 4P X 32A 220/240V TYPE 129 | TYPE 129 | ELEC | 100003443.jpg
100003444 | INDUSTRIAL MALE PLUG 4P X 32A 220/240V TYPE 124 | TYPE 124 | ELEC | 100003444.jpg
100003445 | DUPLEX HOLE FACE PLATE METAL | ELT1408 | ELEC | 100003445.jpg
100003446 | MOSAIC FACE PLATE DUPLEX | ELT1448 | ELEC | 100003446.jpg
100003447 | MOSAIC FACE PLATE | ELT1324 | ELEC | 100003447.jpg
100003448 | FUSE GLASS AGC 1 AMP 250V | 1 AMP 250V | ELEC | 100003448.jpg
100003449 | DELIXE RT18 RT19 14 X 51 380V 100KA 63 A | GB1359.1 | ELEC | 100003449.jpg
100003450 | AMP-TRAP 2000 TIME DELAY CLASS CC FUSE ATDR30 30A | ATOR30 | ELEC | 100003450.jpg
100003451 | LITTELFUSE FAST-ACTING KLK 5A 220V | KLK 5A 220V | ELEC | 100003451.jpg
100003452 | FUSE GLASS 3.15A | 3.15A | ELEC | 100003452.jpg
100003453 | BUSSMANA GLASS G FUSE SC-30 AMP 480VAC 300VDC | SC-30 | ELEC | 100003453.JPG
100003454 | FUSE GLASS AGC 10A 220V | 10A | ELEC | 100003454.jpg
100003455 | PHILIPS SI 5 I PLUS IGNITOR HPI (-T) 250-400 50-60HZ 1000W | PHILPIS SI 5 I | ELEC | 100003455.jpg
100003456 | LED LIGHT 80 WATT (4000-4500K) 100-240VAC 50-60HZ AS PER SAMPLE PICTURE | E40 | ELEC | 100003456.JPG
100003457 | LIGHT BULB 500W 220/240 VOLT SCREW TYPE | ELT1139 | ELEC | 100003457.jpg
100003459 | PVC ELECTRICAL BUSHING 2" | 2" | ELEC | 100003459.jpg
100003460 | TERMINAL CRIMP LUGS FORK TYPE 16/14 AWG | 16/14 AWG | ELEC | 100003460.jpg
100003461 | TERMINAL CRIMP LUGS PIN TYPE 16/14 AWG | 16/14 AWG | ELEC | 100003461.jpg
100003462 | TERMINAL CRIMP LUGS U TYPE 12/10 AWG | 12/10 AWG | ELEC | 100003462.jpg
100003463 | ZIP TIE / CABLE TIE 1000 MM | 1000 MM | ELEC | 100003463.jpg
100003464 | RECESSED TROFFER FLUORESCENT FIXTURE LIGHT 4 X18W X 60 CM | 4 X18W X 60 CM | ELEC | 100003464.jpg
100003466 | TERMINAL CRIMP LUGS PIN TYPE 12/10 AWG | 12/10 AWG | ELEC | 100003466.jpg
100003467 | FLUORESCENT TUBE LIGHT 120 CM X 28 WATT | 120 CM X 28 WATT | ELEC | 100003467.jpg
100003468 | CABLE GLAND PG 11 | PG 11 | ELEC | 100003468.jpg
100003469 | CABLE GLAND PG 63 | PG 63 | ELEC | 100003469.jpg
100003470 | CABLE GLAND PG 48 | PG 48 | ELEC | 100003470.jpg
100003471 | A/C MAGNETIC SWITCH 40A 208-240V HLCY2XU02AAC | HLCY2XU02AAC | ELEC | 100003471.JPG
100003473 | CABLE GLAND PG 13.5 | PG 13.5 | ELEC | 100003473.jpg
100003474 | CABLE GLAND PG 25 | PG 25 | ELEC | 100003474.jpg
100003475 | KORYA MAGNETIC SWITCH 25 AMP 440 VOLT | KORYA | ELEC | 100003475.jpg
100003476 | CABLE GLAND PG 19 | PG 19 | ELEC | 100003476.jpg
100003477 | CABLE GLAND PG 42 | PG 42 | ELEC | 100003477.jpg
100003478 | CABLE GLAND PG 36 | PG 36 | ELEC | 100003478.jpg
100003479 | CABLE GLAND PG 29 | PG 29 | ELEC | 100003479.jpg
100003480 | CABLE GLAND PG 16 | PG 16 | ELEC | 100003480.jpg
100003481 | CABLE GLAND PG 7 | PG 7 | ELEC | 100003481.jpg
100003482 | CABLE GLAND PG 9 | PG 9 | ELEC | 100003482.jpg
100003483 | MASTER CHANGEOVER MANUAL TRANSFER SWITCH 60 AMP 500 VOLT | 60 AMPS-TP | ELEC | 100003483.jpg
100003484 | CABLE MARKER | ELT1421 | ELEC | 100003484.jpg
100003485 | UNISTRAT HG*20* | ELT1355 | ELEC | 100003485.jpg
100003486 | APPLETON CONTROL ASSEMBLY BODY EXPLOSION PROOF UTILITY BOX 3/4" | EDS271SA | ELEC | 100003486.jpg
100003487 | APPLETON CONTROL ASSEMBLY COVER 20A 120AC | EDSF22AQ | ELEC | 100003487.jpg
100003488 | RIGID CONDUIT BUSHING 3/4" | BUSHING 3/4" | ELEC | 100003488.jpg
100003489 | RIGID INSULATOR BUSHING 3/4" | 3/4" | ELEC | 100003489.jpg
100003490 | EMT CLAMP 1/2" | ELT1252 | ELEC | 100003490.jpg
100003491 | EMT CLAMP 1" | EMT | ELEC | 100003491.jpg
100003492 | EMT ELBOW 1/2" | EMT | ELEC | 100003492.jpg
100003493 | UTILITY BOX WATER PROOF 12 CM X 12 CM | BOX 12 CM X 12 CM | ELEC | 100003493.jpg
100003495 | POWER TRANSFORMER PART NO.: 10-00332-06/103422 INPUT: 380 VAC 50HZ OUTPUT: 24 VAC | ELT1573 | ELEC | 100003495.jpg
100003498 | A/C TAPE INSULATOR DOUBLE SIDED 4" | ELT1404 | HVAC | 100003498.jpg
100003499 | SIMPLEX 4008 FIRE ALARM CONTROL SYSTEM PANEL | SIMPLEX 4008 | ELEC | 100003499.jpg
100003501 | PHOTO CELL 15A 120-277 VAC 50/60 HZ | K4236C | ELEC | 100003501.jpg
100003502 | MK2P-I Contact: 250VAC 28VDC 10A | ELT1742 | ELEC | 100003502.jpg
100003503 | SIMPLEX V/O M-C NON-ADDRESS RED WALL ALARM SYSTEM | SIMPLEX - 0743250 | ELEC | 100003503.jpg
100003504 | DAMPER ACTUATOR TD10-230 230VAC 50-60HZ 16VA 4W | TD10-230 | HVAC | 100003504.jpg
100003505 | OPTIMA DELL 1209S/1409/1609 WX/1510X/1610HD PROJECTOR LAMP | OPTOMA DELL 1209S | ELEC | 100003505.jpg
100003506 | FUSE HOLDER RT18-32A 500V | RT18 | ELEC | 100003506.jpg
100003507 | S-C480 CONVENTIONAL SOUNDER FIRE ALARM SIREN | S-C480 | ELEC | 100003507.jpg
100003508 | VEKSAN CEILING FIXTURE LAMP ROUND 26 W (TC-DEC) 230VAC 50HZ | TC-DEC | ELEC | 100003508.JPG
100003509 | DOUBLE TUBE BULB 36W (STREET LIGHT) | 36W | ELEC | 100003509.JPG
100003510 | LUXEL ROOM HEATER LX 2910-2000W MADE IN TURKEY | LX 2910 | ELEC | 100003510.JPG
100003511 | MARK ROOM HEATER MUH 102 7.5KW 208/240 VOLT 50 HZ | MUH 102 | ELEC | 100003511.JPG
100003512 | CONVENTIONAL DAMPER TD16-230 | TD16 | HVAC | 100003512.jpg
100003513 | INDUSTRIAL MALE FEMALE PLUG 3 X 16A 220/240V TYPE 113 | Type 113 | ELEC | 100003513.jpg
100003514 | SATCO HIGH PRESSURE SODIUM LAMP 1000 W / 220 E40 | E40 | ELEC | 100003514.jpg
100003515 | INDUSTRIAL FEMALE PLUG 3P X 16A 220/240V TYPE 013 | TYPE 013 | ELEC | 100003515.jpg
100003516 | LAMP / BULB 40 WATT SCREW TYPE | 40W | ELEC | 100003516.jpg
100003517 | RECEPTACLE LEGRAND | ELT1321 | ELEC | 100003517.JPG
100003518 | SINGLE SWITCH FACE PLATE | ELT1420 | ELEC | 100003518.jpg
100003520 | PVC JUNCTION BOX 20O X 2000 X 80 | BOX 20O X 2000 X 80 | ELEC | 100003520.JPG
100003521 | PVC JUNCTION BOX COVER 10 CM X10 CM | 10 CM X10 CM | ELEC | 100003521.jpg
100003522 | VIKO SURFACE MOUNT DISTRIBUTION BOX 8 CIRCUIT BREAKER | VIKO8 | ELEC | 100003522.jpg
100003523 | VIKO SURFACE MOUNT DISTRIBUTION BOX 12 CIRCUIT BREAKER | VIKO12 | ELEC | 100003523.jpg
100003524 | LEGRAND SURFACE MOUNT SINGLE SWITCH 16A 230VAC | LEGRAND | ELEC | 100003524.JPG
100003525 | LEGRAND DUPLEX UTILITY BOX 917 72 | LEGRAND 917 72 | ELEC | 100003525.JPG
100003526 | WEATHER PROOF UTILITY BOX 4" X 4" | BOX 4" X 4" | ELEC | 100003526.jpg
100003527 | PANDUIT 100MM X100MM X 2 MTR | 100 X100 X 2 MTR | ELEC | 100003527.jpg
100003528 | FIXTURE C TYPE 6.0V 2.5AH NICD BALLAST W/ BATTERY BACK-UP 2 X 36W | NICD | ELEC | 100003528.jpg
100003529 | PELSAN FIXTURE LIGHT 1 X 18 W X 60CM | PELSAN | ELEC | 100003529.JPG
100003530 | FIXTURE PROJECTOR LIGHT IP65/250 WATT 230V | IP65 | ELEC | 100003530.JPG
100003531 | STREET LIGHT FIXTURE 250W 220V (KKL BRAND) |  | ELEC | 100003531.jpg
100003532 | EMT BUSHING 3/4" | EMT | ELEC | 100003532.jpg
100003533 | EMT COUPLING 2" | EMT | ELEC | 100003533.jpg
100003534 | FLEXIBLE DUCT CONNECTOR 8" | FD 8" | HVAC | 100003534.jpg
100003535 | PVC JUNCTION BOX 30 CM X 25 CM X 12 CM | BOX 30 CM X 25 CM X 12 CM | ELEC | 100003535.jpg
100003536 | FLEXIBLE CONDUIT 2" X 60 CM W/ LIQUID TIGHT CONNECTOR | 2" X 60 CM | ELEC | 100003536.jpg
100003537 | EMT GLAND 1" | EMT | ELEC | 100003537.jpg
100003538 | LIQUID TIGHT CONNECTOR 2" | ELT1730 | ELEC | 100003538.jpg
100003539 | EMT COUPLING 1" | EMT | ELEC | 100003539.jpg
100003541 | GALVANIZED JUNCTION BOX 4" X 4" | BOX 4" X 4" | ELEC | 100003541.jpg
100003542 | JUNCTION BOX 15 CM X 15 CM GI | BOX 15 CM X 15 CM GI | ELEC | 100003542.jpg
100003543 | RIGID LOCKNUT IMC 2" | IMC 2" | ELEC | 100003543.jpg
100003544 | GI BUSHING 2" W/ LOCKNUT | GI 2" | ELEC | 100003544.jpg
100003545 | RIGID INSULATOR BUSHING 2" | RIGID | ELEC | 100003545.jpg
100003546 | LIQUID TIGHT CONNECTOR 1" | 1" | ELEC | 100003546.jpg
100003547 | EMT BUSHING 2" | EMT | ELEC | 100003547.jpg
100003548 | VIKO-36 FUSE BOX | VIKO36 | ELEC | 100003548.jpg
100003550 | GB ALL SEASON POLY-GEL CABLE PULLING LUBRICANT | GB ALL SEASON | ELEC | 100003550.jpg
100003551 | PVC UTILITY BOX 4" X 8" | BOX 4" X 8" | ELEC | 100003551.jpg
100003552 | PVC JUNCTION BOX 150 X 110 X 70 | BOX 150 X 110 X 70 | ELEC | 100003552.jpg
100003553 | PVC JUNCTION BOX 8 CM X 8 CM | BOX 8 CM X 8 CM | ELEC | 100003553.jpg
100003555 | EMT GLAND 3/4" COMPRESSION TYPE | EMT | ELEC | 100003555.jpg
100003556 | EMT COUPLING 3/4" | EMT | ELEC | 100003556.jpg
100003557 | LIQUID TIGHT CONNECTOR 1/2" | 1/2 | ELEC | 100003557.jpg
100003558 | EMT COUPLING 3/4" COMPRESSION TYPE | EMT | ELEC | 100003558.jpg
100003559 | DISTRIBUTION BOX 25 CM X 25 CM (METAL) | BOX 25 CM X 25 CM | ELEC | 100003559.jpg
100003560 | DISTRIBUTION BOX 20 CM X 20 CM (METAL) | BOX 20 CM X 20 CM | ELEC | 100003560.jpg
100003561 | ELECTRICAL DAMPER 77 X 39 CM | ELT1554 | HVAC | 100003561.jpg
100003562 | ELECTRICAL DAMPER 64 CM X 38 CM COMPLETE SET | 64 CM X 38 CM | HVAC | 100003562.jpg
100004217 | COPPER PIPE INSULATION AREO FLUX 3" (112300) | 112300 | HVAC | 100004217.jpg
100004218 | COPPER PIPE INSULATION AREO FLUX 1 1/2" (112218) | 112218 | HVAC | 100004218.jpg
100003565 | SABRO CABINET EXHAUST FAN B# 122 REF#EF-3 375CFM 125W 220 - 240VAC 50HZ 04/0.8 AMP | MODEL EF 060 | HVAC | 100003565.jpg
100003566 | SABRO CABINET ELECTRIC HEATING UNIT CH 300-2 220/240V 50 HZ180 CFM8.6 AMP | SABRO CH300-2 | HVAC | 100003566.jpg
100003567 | SABRO CABINET ELECTRIC HEATING UNIT CHC 600-5 380/415V 3-50HZ 17000 BTU/HR 5 KW 8.0 AMP | SABRO CHC 600-5 | HVAC | 100003567.jpg
100003568 | SABRO CABINET EXHAUST FAN EF090D 1500CFM 170W 220/240V 1-50HZ | SABRO EF090D | HVAC | 100003568.jpg
100003569 | SABRO CABINET EXHAUST FAN AF122 5600 CFM 15 HP 1400 RPM 11.5 KW 380/415V 3-50HZ | SABRO AF122 | HVAC | 100003569.jpg
100003570 | SABRO PROPELLER EXHAUST FAN SF 424P-6 400W 17000CFM 380/415V 3-50 HZ | SABRO SF 424P-6 | HVAC | 100003570.jpg
100003571 | SABRO PROPELLER EXHAUST FAN EF 424P-4 25000CFM 700W 1.0/1.8 A 380/415V 3-50 HZ | SABRO EF 424P-4 | HVAC | 100003571.jpg
100003572 | DIGITAL THERMOSTAT A3206 | A3206 | HVAC | 100003572.jpg
100003573 | JOINT BOX 8 CM X 8CM PLASTIC | ELT1479 |  | 100003573.jpg
100003574 | SINGLE FUSE BOX | ELT1053 | ELEC | 100003574.jpg
100003575 | ROUND CFL FLUSHMOUNT FIXTURE LIGHT 2 X 18W - 24W 220VAC 50HZ COMPLETE SET | ELT1667 | ELEC | 100003580.jpg
100003576 | SURFACE MOUNT BOX 8CM X 8CM | BOX 4" X 4" | ELEC | 100003576.JPG
100003580 | FLEETGUARD AIR FILTER 25065 | AF 25065 | POWERG | 100003580.jpg
100003582 | DONALDSON AIR FILTER P181056 | AFP181056 | POWERG | 100003582.jpg
100003583 | PERKINS AIR FILTER 26510353 | AF 26510353 | POWERG | 100003583.jpg
100003584 | DONALDSON AIRFILTR P181050 | P181050 | POWERG | 100003584.jpg
100003585 | FLEETGUARD AIR FILTER 435 KM | AF 435 KM | POWERG | 100003585.jpg
100003586 | AIR FILTER CR0004 | CR0004 | POWERG | 100003586.jpg
100003587 | FLEETGUARD AIR FILTER 1733K | AF 1733K | POWERG | 100003587.jpg
100003588 | AIR FILTER 7868P | AF 7868P | POWERG | 100003588.jpg
100003589 | AIR FILTER 25729 | AF 25729 | POWERG | 100003589.jpg
100003590 | DONALDSON AIR FILTER CO85001 | CO85001 | POWERG | 100003590.jpg
100003591 | FLEETGUARD AIR FILTER 25352 | AF 25352 | POWERG | 100003591.jpg
100003592 | FLEETGUARD AIR FILTER 25436 | AF 25436 | POWERG | 100003592.jpg
100003594 | AIR FILTER 25526 | 25526 | POWERG | 100003594.jpg
100003595 | AIR FILTER 26397 | AF 26397 | POWERG | 100003595.jpg
100003596 | FLEETGUARD AIR FILTER 25620 | AF 25620 | POWERG | 100003596.jpg
100003597 | WATER CARBON BLACK FILTER CARTRIDGE | N/A | POWERG | 100003597.jpg
100003599 | AIR FILTER 901-046 | AF 901-046 | POWERG | 100003599.jpg
100003600 | AIR FILTER 25267 | AF 25267 | POWERG | 100003600.jpg
100003602 | AIR FILTER 8110 | AF 8110 | POWERG | 100003602.jpg
100003603 | CAT AIR FILTER 151-7737 | AF 151-7737 | POWERG | 100003603.jpg
100003604 | AIR FILTER 915-851 | AF 915-851 | POWERG | 100003604.jpg
100003605 | PERKINS AIR FILTER 26510342 | AF 26510342 | POWERG | 100003605.jpg
100003606 | AIR FILTER 26249 | 26249 | POWERG | 100003606.jpg
100003607 | AIR FILTER 26353 | AF 26353 | POWERG | 100003607.jpg
100003609 | FLEETGUARD AIR FILTER 899M | AIR FILTER 899M | POWERG | 100003609.jpg
100003610 | FLEETGUARD AIR FILTER AF26044 | AF26044 | POWERG | 100003610.jpg
100003611 | AIR FILTER 4000-0945 | AF 4000-0945 | POWERG | 100003611.jpg
100003612 | TOYOTA AIR FILTER 17801-64030 | AF 17801-64030 | POWERG | 100003612.jpg
100003613 | FLEETGUARD AIR FILTER 25904 | AF25904 | POWERG | 100003613.jpg
100003614 | FLEETGUARD AIR FILTER 880 | AF 880 | POWERG | 100003614.jpg
100003615 | FLEETGUARD AIR FILTER AF4059K | AF4059K | POWERG | 100003615.jpg
100003616 | FLEETGUARD AIR HOUSING AH1100 | AH1100 | POWERG | 100003616.jpg
100003617 | 50CM X 60CM C 5CM PERMANENT WASHABLE AIR FILTER AS PER SAMPLE PICTURE |  | HVAC | 100003617.jpg
100003618 | VELCON FUEL FILTER 1-6224TB | FF1-6224TB | POWERG | 100003618.jpg
100003620 | DONALDSON OIL FILTER P554004 | P554004 | POWERG | 100003620.jpg
100003621 | OIL FILTER LF3349 | FLEETGUARD - LF3349 | POWERG | 100003621.jpg
100003622 | FLEETGUARD OIL FILTER LF700 | FLEETGUARD - LF700 | POWERG | 100003622.jpg
100003623 | FLEETGUARD OIL FILTER LF4014 | FLEETGUARD - LF4014 | POWERG | 100003623.jpg
100003624 | CIMTEK FUEL FILTER FF 70045 | FF 70045 | POWERG | 100003624.jpg
100003625 | FLEETGUARD FUEL FILTER FS 19591 | CAT - FS 19591 | POWERG | 100003625.jpg
100003627 | FLEETGUARD OIL FILTER LF3567 | FLEETGUARD - LF3567 | POWERG | 100003627.jpg
100003629 | VOLVO FUEL FILTER 20430751 | FF 20430751 | POWERG | 100003629.jpg
100003631 | FLEETGUARD FUEL FILTER FF 5135 | FF 5135 | POWERG | 100003631.jpg
100003633 | FLEETGUARD OIL FILTER LF4054 | LF4054 | POWERG | 100003633.jpg
100003634 | DONALDSON FUEL FILTER P550372 | P5503722 | POWERG | 100003634.jpg
100003635 | FLEETGUARD OIL FILTER LF3925 | LF3925 | POWERG | 100003635.jpg
100003636 | FLEETGUARD OIL FILTER LF699 | LF699 | POWERG | 100003636.jpg
100003637 | BALDWIN OIL FILTER BF1262 | LF1262 | POWERG | 100003637.jpg
100003638 | FLEETGUARD OIL FILTER LF3356 | LF3356 | POWERG | 100003638.jpg
100003639 | DONALDSON OIL FILTER P502051 | P502051 | POWERG | 100003639.jpg
100003640 | MORRIS PARKER FUEL WATER SEPARATOR 290919532 | FS 290919532 | POWERG | 100003640.jpg
100003641 | FLEETGUARD FUEL FILTER FF 4036 | FF 4036 | POWERG | 100003641.jpg
100003642 | MAX FUEL FILTER SMF-078 | SMF-078 | POWERG | 100003642.jpg
100003643 | SAMPIYON OIL FILTER CS14791 | CS14791 | POWERG | 100003643.jpg
100003644 | HANYST FUEL FILTER H18WK03 | H18WK03 | POWERG | 100003644.jpg
100003645 | ECOGUARD FUEL FILTER FF 33333 | FF 33333 | POWERG | 100003645.jpg
100003646 | HANYST OIL FILTER H200WN | H200WN | POWERG | 100003646.jpg
100003647 | MANN OIL FILTER W962 | W962 | POWERG | 100003647.jpg
100003648 | OIL FILTER 941-196 | LF941-196 | POWERG | 100003648.jpg
100003649 | FLEETGUARD FUEL FILTER FF 5584 | FF 5584 | POWERG | 100003649.jpg
100003650 | PERKINS FUEL FILTER CH11265 | CH11265 | POWERG | 100003650.jpg
100003651 | FLEETGUARD FUEL FILTER FF 5103 | FF 5103 | POWERG | 100003651.jpg
100003652 | HONDA OIL FILTER 15400 - PR - 3 - 00K | 15400PR-3 | POWERG | 100003652.jpg
100003653 | MAN LUBE FILTER 51.05504-0107 | 51.05504-0107 | POWERG | 100003653.jpg
100003654 | FORD AIR FILTER KO-2900 | AF KO-2900 | POWERG | 100003654.jpg
100003655 | FUEL FILTER NC1571 | NC1571 | POWERG | 100003655.jpg
100003656 | MAN BRAND PART # 51.12503-0061 | 51.12503-0061 | POWERG | 100003656.jpg
100003657 | FLEETGUARD FUEL FILTER 42000 | FLEETGUARD - FF42000 | POWERG | 100003657.jpg
100003658 | FLEETGUARD OIL FILTER 692 | LF 692 | POWERG | 100003658.jpg
100003659 | OIL FILTER 53057 | LF 53057 | POWERG | 100003659.jpg
100003660 | KAWASAKI AIR FILTER 11013-1263 | AF11013-1263 | POWERG | 100003660.jpg
100003661 | FUEL FILTER 3591004 | FF 3591004 | POWERG | 100003661.jpg
100003662 | FORD FUEL FILTER 3C3Z-9N184-CA | 3C3Z-9N184-CA | POWERG | 100003662.jpg
100003663 | MF FUEL FILTER FF296 | FF296 | POWERG | 100003663.jpg
100003664 | FORD FUEL FILTER WL8113ZA5T | WL8113ZA5T | POWERG | 100003664.jpg
100003665 | FLEETGUARD FUEL FILTER FF5272 | FF5272 | POWERG | 100003665.jpg
100003666 | CIMTEK WATER FILTER WF70077 MFILW10 | WF70077 | POWERG | 100003666.jpg
100003667 | CIMTEK FUEL FILTER AR 3053 | AR 3053 | POWERG | 100003667.jpg
100003668 | OIL FILTER 1213439 | 1213439 | POWERG | 100003668.jpg
100003669 | DONALDSON FUEL FILTER P551767 | P551767 | POWERG | 100003669.jpg
100003670 | AIR FILTER 135326205 (PERKINS) | AF135326205 | POWERG | 100003670.jpg
100003671 | FLEETGUARD FUEL FILTER FF 5018 | FF 5018 | POWERG | 100003671.jpg
100003672 | HINO OIL FILTER 15607-1732 | 15607-1732 | POWERG | 100003672.jpg
100003674 | ISUZU FUEL FILTER X-13240-015 | X-13240-015 | POWERG | 100003674.jpg
100003675 | OIL FILTER 3C3Z-6731-AA | 3C3Z-6731-AA | POWERG | 100003675.jpg
100003676 | FILTER ASSEMBLY 11010-0062 | 11010-0062 | POWERG | 100003676.jpg
100003677 | TOYOTA AIR FILTER 17801-16010 | AF 17801-16010 | POWERG | 100003677.jpg
100003678 | FUEL WATER SEPARATOR 33423 | FS33423 | POWERG | 100003678.jpg
100003679 | VELCON FUEL FILTER SO-616PLF3 | SO-616PLF3 | POWERG | 100003679.jpg
100003680 | AIR FILTER P828889 | P828889 | POWERG | 100003680.jpg
100003681 | LPG HOSE PIPE 1/2" | DG8339 | OMSP | 100003681.jpg
100003683 | DONALDSON AIR FILTER P772578 | AF P772578 | POWERG | 100003683.jpg
100003684 | DONALDSON OIL FILTER P554005 | P554005 | POWERG | 100003684.jpg
100003685 | FLEETGUARD OIL FILTER LF682 | LF682 | POWERG | 100003685.jpg
100003686 | FILTER ELEMENT-FUEL 9M-2342 | CAT - 9M-2342 | POWERG | 100003686.jpg
100003687 | WATER FILTER P552096 | P552096 | POWERG | 100003687.jpg
100003688 | REBAR STEEL 15MM X 11.75MTR |  | CARP | 100003688.jpg
100003690 | FLEETGUARD FUEL FILTER FF 246 | FF 246 | POWERG | 100003690.jpg
100003692 | PUMP GP WATER CAT 314-5155 | CAT - 314-5155 | POWERG | 100003692.jpg
100003693 | PISTON RING KIT 915-815 | 915-815 | POWERG | 100003693.jpg
100003694 | STARTER MOTOR, PART #: 701/137 PERKINS (M105R3026SE PRESTOLITE), 24 VOLT, ROTATION: CLOCKWISE, SERIES #: M105 | DG8852 | POWERG | 100003694.jpg
100003695 | PUMP GP AUXILIARY 291-4808 | CAT - 291-4808 | POWERG | 100003695.jpg
100003697 | CATERPILLAR SCREW ADJUST 230-2619 | 230-2619 | POWERG | 100003697.jpg
100003698 | SEAL VALVE 1977006 | CAT -1977006 | POWERG | 100003698.jpg
100003699 | HOSE SILICON RUBBER 0503-1634 | CUMMINS - 0503-1634 | POWERG | 100003699.jpg
100003700 | CAT ROTOCOIL AS-3165979 | CAT - 3165979 | POWERG | 100003700.jpg
100003701 | GASKET KIT TURBO INSULATION 217-2083 | CAT - 217-2083 | POWERG | 100003701.jpg
100003702 | HOSE CLAMP 3E-7424 | CAT - 3E-7424 | POWERG | 100003702.jpg
100003703 | SPRING 281-6157G | CAT 281-6157G | POWERG | 100003703.jpg
100003704 | FG WILSON JOINT 998-697 | 998-697 | POWERG | 100003704.jpg
100003705 | SEAL O RING 6V1454-0708477 | CAT 6V1454-0708477 | POWERG | 100003705.jpg
100003706 | HOSE BELLOW 242-7406 | CAT - 242-7406 | POWERG | 100003706.jpg
100003707 | CUMMINS FLEXIBLE HOSE 2870393 | 2870393 | POWERG | 100003707.jpg
100003708 | HOSE FLEXIBLE AS4056 40SL | CUMMINS - AS4056 40SL | POWERG | 100003708.jpg
100003709 | HOSE FLEXIBLE AS4014 | CUMMINS - AS4014 | POWERG | 100003709.jpg
100003710 | TUBE FUEL SUPPLY 3630792 | CUMMINS - 3630792 | POWERG | 100003710.jpg
100003711 | TUBE LUBE OIL DRAINE 3175318 | CUMMINS - 3175318 | POWERG | 100003711.jpg
100003712 | HOSE FLEXIBLE AS 6012 | CUMMINS - AS 6012 | POWERG | 100003712.jpg
100003713 | CUMMINS FUEL HOSE PIPE 302/301-10 | 302/301-10 | POWERG | 100003713.jpg
100003714 | TRANSFORMER AS-CURRENT - CAT - 122-6589 | CAT - 122-6589 | POWERG | 100003714.jpg
100003716 | FLEXIBLE HOSE AS6029 SL | CUMMINS - AS6029 SL | POWERG | 100003716.jpg
100003717 | HOSE FLEXIBLE AK6009 | CUMMINS - AK6009 | POWERG | 100003717.jpg
100003718 | HOSE FLEXIBLE 0501-0705 | 0501-0705 | POWERG | 100003718.jpg
100003719 | FLEXIBLE HOSE AS6031 | CUMMINS - AS6031 | POWERG | 100003719.jpg
100003720 | BELT 3003341 | 3003341 | POWERG | 100003720.jpg
100003721 | BELT 3003342 | 3003342 | POWERG | 100003721.jpg
100003723 | PUMP FILTER 70012 | 70012 | POWERG | 100003723.jpg
100003724 | ELECTRONIC IGNITER 120V 60HZ 518244 | 518244 | OMSP | 100003724.jpg
100003725 | BOWL AS 4P-7381 | CAT - 4P-7381 | POWERG | 100003725.jpg
100003726 | BRACKET A FAN 6N-7688 | CAT - 6N-7688 | POWERG | 100003726.jpg
100003727 | ADAPTOR FAN CAT - 4N-3123 | CAT - 4N-3123 | POWERG | 100003727.jpg
100003728 | DC ALTERNATOR 2871 A165 12V PERKINS | PERKINS - 2871 A165 | POWERG | 100003728.jpg
100003729 | CURRENT TRANSFORMER RATIO 150.5 A RF 20 ACC CLASS 065 50-400HZ 600V | 52494818 | POWERG | 100003729.jpg
100003730 | 3" SUBMERSIBLE WATER WELL PUMP MOTOR - 22KW, 30HP, 380-415V, 50 Hz (MAKE & MODEL AS PER SAMPLE PICTURE) |  | PLUMB | 100003730.jpg
100003731 | SUNTEC B2TA8851 OIL PUMP , 16GPH, 3450RPM , | B2TA8851 | POWERG | 100003731.jpg
100003732 | CAT J SPRING 3165976 | CAT 3165976 | POWERG | 100003732.jpg
100003733 | SPRING 3165-977 | CAT 3165-977 | POWERG | 100003733.jpg
100003734 | NUT 9L7712 | CAT - 9L7712 | POWERG | 100003734.jpg
100003735 | SEAL 1H-8278 | CAT - 1H-8278 | POWERG | 100003735.jpg
100003736 | BEARING 263/7 | N/A | POWERG | 100003736.jpg
100003737 | SEAL 3S-9643 | CAT - 3S-9643 | POWERG | 100003737.jpg
100003738 | SCREW ADJUST 2N-2765 | CAT - 2N-2765 | POWERG | 100003738.jpg
100003739 | WASHER 7N5487 | CAT 7N5487 | POWERG | 100003739.jpg
100003740 | HARNESS AS WIRING 132-6469 | CAT - 132-6469 | POWERG | 100003740.jpg
100003741 | CROSSING O RING 5K155 | 5K155 | POWERG | 100003741.jpg
100003742 | HEATER SPACE123-1389 | CAT 123-1389 | POWERG | 100003742.jpg
100003743 | SPACER 8N-5305 | CAT - 8N-5305 | POWERG | 100003743.jpg
100003744 | GASKET 3685F005 | PERKINS - 3685F005 | POWERG | 100003744.jpg
100003745 | SEAL 6V-3348 (Gasket) | CAT - 6V-3348 | POWERG | 100003745.jpg
100003746 | SET OF GASKET | DG8907 | POWERG | 100003746.jpg
100003747 | SEAL O RING 6V-7681 | CAT - 6V-7681 | POWERG | 100003747.jpg
100003748 | JOINT 923-510 | OLYMPIAN 923-510 | POWERG | 100003748.jpg
100003749 | O RING 8B-8686 | 8B-8686 | POWERG | 100003749.jpg
100003750 | GASKET 135-8812 | CAT - 135-8812 | POWERG | 100003750.jpg
100003751 | SEAL 6V1501 | CAT 6V1501 | POWERG | 100003751.jpg
100003752 | CUP 6Y-7652 | CAT - 6Y-7652 | POWERG | 100003752.jpg
100003753 | CAT RING 5A, F35, 43 | CAT 5A, F35, 43 | POWERG | 100003753.jpg
100003754 | SEAL O RING 6V5066 | CAT - 6V5066 | POWERG | 100003754.jpg
100003755 | RING 8H-2046 | CAT - 8H-2046 | POWERG | 100003755.jpg
100003756 | NUT 7X-0448 | CAT - 7X-0448 | POWERG | 100003756.jpg
100003757 | COOPER U STRAP MOUNTING ASSEMBLY 1641 10 | 1641 10 | POWERG | 100003757.jpg
100003758 | GASKET 106-3385 | CAT - 106-3385 | POWERG | 100003758.jpg
100003759 | FLEXIBLE HOSE 363236 | CAT 363236 | POWERG | 100003759.jpg
100003760 | FLEXIBLE HOSE 363237 | CAT 363237 | POWERG | 100003760.jpg
100003761 | FLEXIBLE PLAIN 3632078 | CUMMINS - 3632078 | POWERG | 100003761.jpg
100003762 | HOSE FLEXIBLE AS 4016 | CUMMINS - AS 4016 | POWERG | 100003762.jpg
100003763 | HOSE FLEXIBLE AK4054 40SL | CUMMINS - AK4054 40SL | POWERG | 100003763.jpg
100003764 | HOSE FLEXIBLE 3632024 | CUMMINS - 3632024 | POWERG | 100003764.jpg
100003765 | HOSE FLEXIBLE 3630864 | 3630864 | POWERG | 100003765.jpg
100003766 | FLEXIBLE HOSE AK 6018 SS | CUMMINS - AK 6018 SS | POWERG | 100003766.jpg
100003767 | HOSE FLEXIBLE AK4016 SS | CUMMINS - AK4016 SS | POWERG | 100003767.jpg
100003768 | DELCO DC ALTERNATOR 8600282, 24V, 50AMP | DELCO 8600282 | POWERG | 100003768.jpg
100003769 | ANTI SIZE COMPOUND HIGH TEMPERATURE 4C, 5599 | CAT 4C, 5599 | POWERG | 100003769.jpg
100003770 | LOCTITE COPPER BASE ANTI -SIZE LUBRICANT C5A | LOCTITE C5A | POWERG | 100003770.jpg
100003771 | PUMP FUEL TRANSFER 0159-1451 | CUMMINS - 0159-1451 | POWERG | 100003771.jpg
100003772 | CRANK SEAL 113-8432 | CAT - 113-8432 | POWERG | 100003772.jpg
100003773 | STARTER 2873K632-38MI 12VOLT | PERKINS - 2873K632-38MI | POWERG | 100003773.jpg
100003774 | BECKETT PUMP B2P A-8851 | B2P A-8851 | POWERG | 100003774.jpg
100003775 | CAT GASKET MAKER 185-3983 | CAT 185-3983 | POWERG | 100003775.jpg
100003776 | FUEL TANK LEVEL SENSOR | DG8780 | POWERG | 100003776.jpg
100003778 | FUEL HOSE PIPE 1" | DG8870 | POWERG | 100003778.jpg
100003779 | HOSE ELBOW 1417143 | CAT - 1417143 | POWERG | 100003779.jpg
100003780 | CAT RETAINER -PIN 253-1238 | CAT 253-1238 | POWERG | 100003780.jpg
100003781 | CAT SEAL 8T-1919 | CAT - 8T-1919 | POWERG | 100003781.jpg
100003782 | CAT SPACER 278-0535 | CAT - 278-0535 | POWERG | 100003782.jpg
100003784 | CAT O RING 6J 2680 | CAT - 6J 2680 | POWERG | 100003784.jpg
100003785 | CAT GUIDE VALVE 197-6995 / 3165980 | CAT - 197-6995 | POWERG | 100003785.jpg
100003786 | CAT GASKET 7N4932 | CAT - 7N4932 | POWERG | 100003786.jpg
100003787 | CAT GASKET 3P-6061 | CAT - 3P-6061 | POWERG | 100003787.jpg
100003788 | CAT LOCK -RETAINER 197-7055 / 1933283 - 2A4429 | CAT - 197-7055 | POWERG | 100003788.jpg
100003789 | CAT SENSOR GP - PRESSURE 194-6724 | CAT - 194-6724 | POWERG | 100003789.jpg
100003790 | CAT KIT GASKET 219-0280 | CAT - 219-0280 | POWERG | 100003790.jpg
100003791 | CAT NUT 3J9196 | CAT - 3J9196 | POWERG | 100003791.jpg
100003792 | CAT GASKET - COVER 8N-9885 | CAT - 8N-9885 | POWERG | 100003792.jpg
100003793 | CAT GASKET 272-0760 | CAT - 272-0760 | POWERG | 100003793.jpg
100003794 | CAT SEAL AFTCR 107-3759 | CAT -107-3759 | POWERG | 100003794.jpg
100003796 | CAT RING 1H-9696 | CAT - 1H-9696 | POWERG | 100003796.jpg
100003797 | HOSE FLEXIBLE 3634522 | CUMMINS - 3634522 | POWERG | 100003797.jpg
100003798 | HOSE FLEXIBLE 3634389 | CUMMINS - 3634389 | POWERG | 100003798.jpg
100003800 | HOSE FLEXIBLE 3632314 | CUMMINS - 3632314 | POWERG | 100003800.jpg
100003801 | HOSE FLEXIBLE 3632028 | CUMMINS - 3632028 | POWERG | 100003801.jpg
100003802 | HOSE FLEXIBLE 3631437 | CUMMINS - 3631437 | POWERG | 100003802.jpg
100003803 | HOSE FLEXIBLE 3634396 | CUMMINS - 3634396 | POWERG | 100003803.jpg
100003804 | HOSE FLEXIBLE 3257960 | CUMMINS - 3257960 | POWERG | 100003804.jpg
100003805 | HOSE FLEXIBLE AS 4057 SS | CUMMINS - AS 4057 SS | POWERG | 100003805.jpg
100003806 | HOSE FLEXIBLE 3634749 | CUMMINS - 3634749 | POWERG | 100003806.jpg
100003807 | HOSE FLEXIBLE 3634395 | CUMMINS - 3634395 | POWERG | 100003807.jpg
100003808 | CROMPTON KILOWATT METER 333241-76369X5 | CROMPTON 333241-76369X5 | POWERG | 100003808.jpg
100003811 | CAT EXTENDER ELC | CAT | POWERG | 100003811.jpg
100003812 | BATTERY TERMINAL PROTECTOR | N/A | POWERG | 100003812.jpg
100003813 | CAT BRIDGE FLOAT 265-7537 | CAT 265-7537 | POWERG | 100003813.jpg
100003814 | GENISYS PUMP PRIME MODEL # 7505 | MODEL # 7505 | POWERG | 100003814.jpg
100003815 | GASKET SET (42Pes ) 3550775 | 3550775 | POWERG | 100003815.jpg
100003816 | TUBE AS 1118914 | 1118914 | POWERG | 100003816.jpg
100003817 | CAT SENSOR GP-SPEED 189-5746 | CAT - 189-5746 | POWERG | 100003817.jpg
100003819 | CAT SEAL -LIP TYPE 1J-4034 | CAT 1J-4034 | POWERG | 100003819.jpg
100003820 | CAT O RING 0336031 | CAT - 0336031 | POWERG | 100003820.jpg
100003821 | CAT GASKET 4N-1320 | CAT - 4N-1320 | POWERG | 100003821.jpg
100003822 | CAT SEAL O RING 272-0759 | CAT - 272-0759 | POWERG | 100003822.jpg
100003823 | CUMMINS WASHER FITS 2090962 | CUMMINS2090962 | POWERG | 100003823.jpg
100003824 | CUMMINS INSERT VALVE 3052819 | CUMMINS 3052819 | POWERG | 100003824.jpg
100003825 | CAT BOLT 5L-1761 | CAT - 5L-1761 | POWERG | 100003825.jpg
100003826 | CUMMINS ROTATOR VALVE 3640315 | CUMMINS - 3640315 | POWERG | 100003826.jpg
100003827 | CAT KIT ROTOR LEAD 133-7301 | CAT - 133-7301 | POWERG | 100003827.jpg
100003828 | CAT SENSOR GP-TEMPERATURE 102-2240 | CAT - 102-2240 | POWERG | 100003828.jpg
100003829 | CAT NUT 9S-1354 | CAT 9S-1354 | POWERG | 100003829.jpg
100003830 | CAT SEAL O RING 235-3548 | CAT - 235-3548 | POWERG | 100003830.jpg
100003831 | CUMMINS SCREEN FILTER 3090769 | CUMMINS - 3090769 | POWERG | 100003831.jpg
100003832 | CAT SEAL O RING 235-3546 | CAT - 235-3546 | POWERG | 100003832.jpg
100003833 | CAT SEAL O RING 9X-7371 | CAT - 9X-7371 | POWERG | 100003833.jpg
100003834 | CAT WATER PUMP GASKET 196-0237 | CAT 196-0237 | POWERG | 100003834.jpg
100003835 | CAT GASKET KIT 285-5894 | CAT 285-5894 | POWERG | 100003835.jpg
100003836 | CUMMINS GASKET WTR TRF CONNECTION 3052908 | CUMMINS - 3052908 | POWERG | 100003836.jpg
100003837 | CAT CUP A 7E6508 | CAT 7E6508 | POWERG | 100003837.jpg
100003838 | CUMMINS FUEL HOSE PIPE 1/2" | CUMMINS | POWERG | 100003838.jpg
100003839 | CAT SPACER 7N3216 | CAT - 7N3216 | POWERG | 100003839.jpg
100003841 | CUMMINS HOSE FLEXIBLE 3635032 | CUMMINS - 3635032 | POWERG | 100003841.jpg
100003842 | CUMMINS HOSE FLEXIBLE 3632026 | CUMMINS - 3632026 | POWERG | 100003842.jpg
100003843 | CUMMINS FUEL PIPE SUPPLY 3630051 | CUMMINS - 3630051 | POWERG | 100003843.jpg
100003844 | CUMMINS HOSE FLEXIBLE 3635033 | CUMMINS - 3635033 | POWERG | 100003844.jpg
100003845 | CAT GASKET 200-1886 ( 67-PC ) | CAT - 200-1886 | POWERG | 100003845.jpg
100003846 | CAT HUB 9Y-2647 | CAT - 9Y-2647 | POWERG | 100003846.jpg
100003848 | MORRISON FUEL TANK GUAGE METER | MORRISON | POWERG | 100003848.jpg
100003849 | SYNTHETIC YARN PUMP PACKING 3/8, 9,5MM STYLE 412-W | STYLE 412-W | POWERG | 100003849.jpg
100003850 | EXHUAST CLAMP 226-00086315-000 | 226-00086315-000 | POWERG | 100003850.jpg
100003851 | PERKINS BEARING HOUSING SE145/27 | PERKINS SE145/27 | POWERG | 100003851.jpg
100003852 | CAT SKIRT PISTON 125-2782 | CAT - 125-2782 | POWERG | 100003852.jpg
100003854 | JACKET HEATER 168-2095 | 168-2095 | POWERG | 100003854.jpg
100003855 | EXIT SIGN VETRO FRAQILE 230V, 1X8 WATT , 50/60HZ | VETRO | ELEC | 100003855.jpg
100003856 | SML 20 FUSE UNITE FITTING | DG8534 | POWERG | 100003856.jpg
100003857 | CAT SEAL O RING 6V0895-0504477 | CAT 6V0895-0504477 | POWERG | 100003857.jpg
100003858 | BECKET DETECTOR CAD CELL C554A1687 15/in, Leads | C554A1687 | POWERG | 100003858.jpg
100003859 | CAT SPRING 3165977J-0308477 | CAT 3165977J-0308477 | POWERG | 100003859.jpg
100003861 | SEAL KIT 3/8IN ROD HSEAK 250 | HSEAK 250 | POWERG | 100003861.jpg
100003864 | KAWASAKI GASKET OIL DRAIN BOLT 11060-1942 | KAWASAKI 11060-1942 | POWERG | 100003864.jpg
100003865 | RING RATING 111-3820 | 111-3820 | POWERG | 100003865.jpg
100003866 | VALVE STEAM SEAL - PERKINS - 33817117 | PERKINS - 33817117 | POWERG | 100003866.jpg
100003868 | BUSH 374/1227 | 374/1227 | POWERG | 100003868.jpg
100003869 | RELAY 10-AMP 240VAC EREL002 | EREL002 | POWERG | 100003869.jpg
100003871 | SEAL O RING 5P-3840 | 5P-3840 | POWERG | 100003871.jpg
100003872 | CAT INSERT 4P1511 | CAT 4P1511 | POWERG | 100003872.jpg
100003873 | SYP LARGE HUB ADAPTER | SYP | POWERG | 100003873.jpg
100003874 | CAT WASHER 7N2900 | CAT 7N2900 | POWERG | 100003874.jpg
100003875 | CAT SPRING 3165-976J | CAT 3165-976J | POWERG | 100003875.jpg
100003877 | CAT SEAL WASHER 7N6806 | CAT - 7N6806 | POWERG | 100003877.jpg
100003878 | OLYMPIAN PICK UP 973-711 | 973-711 | POWERG | 100003878.jpg
100003879 | PERKINS SEAL O RING 374/1281 | 374/1281 | POWERG | 100003879.jpg
100003880 | CAT SEAL O RING 5D5957 | CAT - 5D5957 | POWERG | 100003880.jpg
100003881 | CAT BRACKET 6N2538 | CAT - 6N2538 | POWERG | 100003881.jpg
100003882 | CAT SLEEVE 053-5065 | CAT - 053-5065 | POWERG | 100003882.jpg
100003883 | CAT SEAL O RING 6V9769 | CAT - 6V9769 | POWERG | 100003883.jpg
100003885 | CAT SEAL 5S-2106 | CAT - 5S-2106 | POWERG | 100003885.jpg
100003886 | CAT SEAL 4P1525 | CAT - 4P1525 | POWERG | 100003886.jpg
100003887 | METRIC O RING KIT | DG8880 | POWERG | 100003887.jpg
100003888 | GASKET 272-6759 | 272-6759 | POWERG | 100003888.jpg
100003889 | CAT BOLT 8T-8911 | CAT - 8T-8911 | POWERG | 100003889.jpg
100003890 | CAT INSERT VALVE 1302608 | CAT 1302608 | POWERG | 100003890.jpg
100003891 | CAT SWITCH GP - DISCONNECT 7N-0718 | CAT - 7N-0718 | POWERG | 100003891.jpg
100003892 | NUT 5L-1716 | 5L-1716 | POWERG | 100003892.jpg
100003893 | OVERLOAD SWITCH 2W-2662 / T-O-D 60TX11 | 2W-2662 | HVAC | 100003893.jpg
100003894 | CAT SEAL-INTEGRAL 127-2176 | CAT - 127-2176 | POWERG | 100003894.jpg
100003895 | CAT WASHER 7E-4202 | CAT 7E-4202 | POWERG | 100003895.jpg
100003897 | SEAL 6V-7831 | 6V-7831 | POWERG | 100003897.jpg
100003898 | CAT GASKET 2W-0852 | CAT - 2W-0852 | POWERG | 100003898.jpg
100003899 | CAT COLLET VALVE 2A-4429 | CAT - 2A-4429 | POWERG | 100003899.jpg
100003900 | CAT BOLT 5P-7979 | CAT - 5P-7979 | POWERG | 100003900.jpg
100003901 | CAT INSERT, VALVE SEAT 1302607 | CAT - 1302607 | POWERG | 100003901.jpg
100003902 | CAT GASKET 243-2288 | CAT - 243-2288 | POWERG | 100003902.jpg
100003903 | GASKET KIT 283-5994 | 283-5994 | POWERG | 100003903.jpg
100003904 | KIT GASKET 285-5884 | 285-5884 | POWERG | 100003904.jpg
100003905 | CAT SEAL SMQ 359643-0308477 | CAT SMQ 359643-0308477 | POWERG | 100003905.jpg
100003906 | CAT INSERT F3-59643 USA | CAT F3-59643 USA | POWERG | 100003906.jpg
100003907 | CAT SEAL O RING 7M9909 | CAT - 7M9909 | POWERG | 100003907.jpg
100003908 | CAT O RING 8L-2786 | CAT - 8L-2786 | POWERG | 100003908.jpg
100003909 | CAT SEAL O RING 5H6734 | CAT - 5H6734 | POWERG | 100003909.jpg
100003910 | CAT SEAL O RING 5P-0840 | CAT - 5P-0840 | POWERG | 100003910.jpg
100003911 | CAT SEAL SP7818 | CAT SP7818 | POWERG | 100003911.jpg
100003912 | CAT GASKET 1S-4810 | CAT - 1S-4810 | POWERG | 100003912.jpg
100003913 | SET OF O RING | DG8366 | POWERG | 100003913.jpg
100003914 | CAT GASKET 1S-6595 | CAT - 1S-6595 | POWERG | 100003914.jpg
100003915 | O RING 6V0865 | 6V0865 | POWERG | 100003915.jpg
100003917 | FITTING FIT CAT 4B4550 030411 | CAT 4B4550 030411 | POWERG | 100003917.jpg
100003918 | CAT FUSE KTK-2 IR 100KC 600V 7W 0482 | 7W 0482 | POWERG | 100003918.jpg
100003919 | CAT LOCK NUT 2N-2766 | CAT - 2N-2766 | POWERG | 100003919.jpg
100003920 | O RING SE14530/39 | SE14530/39 | POWERG | 100003920.jpg
100003921 | CAT SEAL LIP TYPE 235-2484 | CAT - 235-2484 | POWERG | 100003921.jpg
100003922 | CAT SEAL O RING 3P-0654 | CAT - 3P-0654 | POWERG | 100003922.jpg
100003923 | CAT WASHER 1F-7960 | CAT 1F-7960 | POWERG | 100003923.jpg
100003924 | CAT GUIDE VALVE 133-9306 | CAT - 133-9306 | POWERG | 100003924.jpg
100003925 | FAN DRIVE PULLY | DG8431 | POWERG | 100003925.jpg
100003926 | DAMPER PULLY | DG8876 | POWERG | 100003926.jpg
100003927 | CAT SEAL LIP 169-8617 | CAT - 169-8617 | POWERG | 100003927.jpg
100003928 | CAT SEAL O RING 109-2332 | CAT - 109-2332 | POWERG | 100003928.jpg
100003929 | SEAL AND SPACER KIT 18054 | 18054 | POWERG | 100003929.jpg
100003930 | CAT GASKET 2W-0752 | CAT - 2W-0752 | POWERG | 100003930.jpg
100003931 | CAT SEAL O RING 6V9027 | CAT - 6V9027 | POWERG | 100003931.jpg
100003932 | CAT FUSE 8 AMP 10-9050 | CAT 10-9050 | POWERG | 100003932.jpg
100003933 | CAT GASKET KIT SINGLE CYLINDER LINER 6V-3774 | CAT - 6V-3774 | POWERG | 100003933.jpg
100003934 | CUMMINS SEAL O RING 68910 | CUMMINS - 68910 | POWERG | 100003934.jpg
100003935 | CAT HOSE CLAMP 180-3007 | CAT 180-3007 | POWERG | 100003935.jpg
100003936 | CUMMINS SPIDER JAW COUPLING 3046200 | CUMMINS 3046200 | POWERG | 100003936.jpg
100003938 | GASKET SET 7N8806 | 7N8806 | POWERG | 100003938.jpg
100003939 | CUMMINS SEAL O RING 3028291 | CUMMINS3028291 | POWERG | 100003939.jpg
100003940 | O RING 5761228 | 5761228 | POWERG | 100003940.jpg
100003941 | CLAMP 4" | DG8919 | OMSP | 100003941.jpg
100003942 | REORDER KIT K4PTC1 | K4PTC1 | POWERG | 100003942.jpg
100003943 | CAT INJECTOR CLAMP 7E-2580 | CAT 7E-2580 | POWERG | 100003943.jpg
100003944 | OIL TIGHT LIMIT SWITCH 802T-BPA | 802T-BPA | POWERG | 100003944.jpg
100003945 | CAT INSERT VALVE SEAT 1302607 | CAT - 1302607 | POWERG | 100003945.jpg
100003946 | CAT COUPLING 142-1900 | CAT 142-1900 | POWERG | 100003946.jpg
100003947 | CLAMP 6" | DG8773 | OMSP | 100003947.jpg
100003948 | CAT CUP DWT8C-3445 | CAT DWT8C-3445 | POWERG | 100003948.jpg
100003950 | GASKET EXHAUST MANIFOLD | DG8858 | POWERG | 100003950.jpg
100003951 | CAT CONTROL GP ENG RATING 150-9426 | CAT - 150-9426 | POWERG | 100003951.jpg
100003953 | DIKO DIGITAL PROTECTOR AND MULTIMETER AG-05 | DIKO AG-05 | POWERG | 100003953.jpg
100003954 | AVR R450 380V/220V/110V 0V | R450 | POWERG | 100003954.jpg
100003955 | CAT RING PISTON 229-1631 | CAT - 229-1631 | POWERG | 100003955.jpg
100003956 | CAT CLAMP 4W-9977 | CAT - 4W-9977 | POWERG | 100003956.jpg
100003957 | CAT PISTON RING 123-4268 | CAT - 123-4268 | POWERG | 100003957.jpg
100003958 | CAT RING- PISTON 144-5695 | CAT - 144-5695 | POWERG | 100003958.jpg
100003959 | CAT BEARING 4B 7255 | CAT - 4B 7255 | POWERG | 100003959.jpg
100003960 | BEARING SLEEVE CAT - 127-5400 | CAT - 127-5400 | POWERG | 100003960.jpg
100003961 | AIR CLEANER INDICATOR CAT - 61-2933 | CAT - 61-2933 | POWERG | 100003961.jpg
100003962 | CAT SEAL SP-9890 | CAT SP-9890 | POWERG | 100003962.jpg
100003963 | CAT SEAL O RING 6V-4589 | CAT - 6V-4589 | POWERG | 100003963.jpg
100003964 | CAT BEARING 8H-9789 | CAT - 8H-9789 | POWERG | 100003964.jpg
100003965 | CAT CAP SCREW 7F-8698 | CAT - 7F-8698 | POWERG | 100003965.jpg
100003966 | CAT ARM -AS- ROCKE 230-2621 | CAT 230-2621 | POWERG | 100003966.jpg
100003967 | CAT SEAL LIP TYPE 153-1256 | CAT - 153-1256 | POWERG | 100003967.jpg
100003968 | CAT CIRCUIT BKR 193-3043 | CAT 193-3043 | POWERG | 100003968.jpg
100003969 | CAT REGULATOR 247-7133 | CAT - 247-7133 | POWERG | 100003969.jpg
100003970 | CAT RECTIFIER AS-206-4202 | CAT - 206-4202 | POWERG | 100003970.jpg
100003971 | CAT REGULATOR A 3T6354 | CAT - A3T6354 | POWERG | 100003971.jpg
100003972 | TOYOTA ELEMENT KIT 04234-68010 | 04234-68010 | POWERG | 100003972.jpg
100003973 | CUMMINS BEARING ROLLER 3003354 | CUMMINS - 3003354 | POWERG | 100003973.jpg
100003974 | CUMMINS CLAMP T BOLT 149315 | CUMMINS 149315 | POWERG | 100003974.jpg
100003975 | CUMMINS SHUT OFF VALVE DISEL ENGINE 3096857 | CUMMINS - 3096857 | POWERG | 100003975.jpg
100003976 | FG WILSON CONNECTION 936-038 | FG WILSON - 936-038 | POWERG | 100003976.jpg
100003977 | CUMMINS KIT ACCESSORY DRIVE SEAL 380 3852 | CUMMINS - 380 3852 | POWERG | 100003977.jpg
100003979 | CUMMINS THERMOSTAT 3055663 | CUMMINS - 3055663 | POWERG | 100003979.jpg
100003980 | CUMMINS SPRING VALVE 3643 725 | CUMMINS 3643 725 | POWERG | 100003980.jpg
100003981 | CUMMINS CONNECTOR TUBE 36 30 840 | CUMMINS 36 30 840 | POWERG | 100003981.jpg
100003982 | CUMMINS VALVE INTAKE 380 3518 | CUMMINS 380 3518 | POWERG | 100003982.jpg
100003983 | AVR R250, 110VOLT | R250 | POWERG | 100003983.jpg
100003984 | V BELT 10000-00672 | 10000-00672 | POWERG | 100003984.jpg
100003985 | FG WILSON FAN BELT 981-211 | FG WILSON 981-211 | POWERG | 100003985.jpg
100003986 | CUMMINS INSULATION-EXT KTA 50-0155-4507 | CUMMINS 0155-4507 | POWERG | 100003986.jpg
100003987 | BELT B68 TRADEMARK 139006 | B68 | POWERG | 100003987.jpg
100003988 | BELT 31PK 2340 | 31PK 2340 | POWERG | 100003988.jpg
100003989 | BELT 6PK-2250 | 6PK-2250 | POWERG | 100003989.jpg
100003990 | CUMMINS SCREEN ROTOR 146483 | CUMMINS - 146483 | POWERG | 100003990.jpg
100003991 | CROSS MALE UNION 362660 | 362660 | POWERG | 100003991.jpg
100003992 | CAT SLEEVE 107-8719 | CAT 107-8719 | POWERG | 100003992.jpg
100003993 | RUSSELECTRIC - RELAY BOARD | RUSSELECTRIC | POWERG | 100003993.jpg
100003994 | ONAN POWER COMMAND SENSOR TOOL 48 94 MODULE | 48 94 | POWERG | 100003994.jpg
100003995 | CLAMP, PIPE, 2 HOLE 1/2 IN | DG8923 |  | 100003995.jpg
100003996 | PERKINS GUIDE VALVE 905-120 | PERKINS - 905-120 | POWERG | 100003996.jpg
100003997 | CUTLER HAMMER CONTACT POINT SIZE 3,4POLE 6-288/6-286 | CUTTLER - 6-288/6-286 | POWERG | 100003997.jpg
100003998 | CAT BEARING 122-0589 | CAT 122-0589 | POWERG | 100003998.jpg
100003999 | OLYMPIAN INSERT 994-457 | OLYMPIAN - 994-457 | POWERG | 100003999.jpg
100004000 | RELAY 12V 100AMP | DG8512 | POWERG | 100004000.jpg
100004002 | GASKET SHELLAC | 59 ML | POWERG | 100004002.jpg
100004004 | CAT ADAPTOR 6N-2547 | CAT 6N-2547 | POWERG | 100004004.jpg
100004005 | CAT BEARING CONN 107-7330 | CAT - 107-7330 | POWERG | 100004005.jpg
100004006 | CUMMINS SOLENOID VALVE 3018453 | CUMMINS - 3018453 | POWERG | 100004006.jpg
100004007 | CAT SENSOR GP-EXHAUST TEMPERATURE -163-7882 | CAT - 163-7882 | POWERG | 100004007.jpg
100004008 | TURBO CHARGER GASKET 923-510 | PERKINS - 923-510 | POWERG | 100004008.jpg
100004009 | CAT HUB 7W-8827 | CAT - 7W-8827 | POWERG | 100004009.jpg
100004010 | CAT GASKET 245-3512 | CAT - 245-3512 | POWERG | 100004010.jpg
100004011 | V BELT A74 | A74 | POWERG | 100004011.jpg
100004012 | V BELT B63 | B63 | POWERG | 100004012.jpg
100004013 | V BELT 17X1750LI-604 | 17X1750LI-604 | POWERG | 100004013.jpg
100004014 | V BELT 17X1950LI-198 | 17X1950LI-198 | POWERG | 100004014.jpg
100004016 | FG WILSON JOINT 908020 | FG WILSON 908020 | POWERG | 100004016.jpg
100004017 | TRAVEL INDICATOR ASSEMBLED 990-597-9 | 990-597-9 | POWERG | 100004017.jpg
100004018 | INSERT VALVE 905-215 | 905-215 | POWERG | 100004018.jpg
100004019 | CAT GASKET 7N-4927 | CAT - 7N-4927 | POWERG | 100004019.jpg
100004020 | DONALDSON SPRING 906-030 | 906-030 | POWERG | 100004020.jpg
100004021 | CAT RECEPTACLE A 9X0352 | CAT 9X0352 | POWERG | 100004021.jpg
100004022 | CAT BREAKER A 8D - 7265 | CAT 8D - 7265 | POWERG | 100004022.jpg
100004023 | PHASE MULTI METER | N/A | POWERG | 100004023.jpg
100004024 | CAT BDG FLOAT EX 265-7538 | CAT 265-7538 | POWERG | 100004024.jpg
100004025 | CUMMINS HOSE PLAIN 60985 | CUMMINS - 60985 | POWERG | 100004025.jpg
100004026 | CAT BOLT 8T-4835 | CAT - 8T-4835 | POWERG | 100004026.jpg
100004027 | CUP SCREW 1A-5822 | 1A-5822 | POWERG | 100004027.jpg
100004028 | CUMMINS GASKET THERMOSTAT HOUSING 3052906 | CUMMINS - 3052906 | POWERG | 100004028.jpg
100004029 | CAT GASKET 7E27-2630 | CAT 7E27-2630 | POWERG | 100004029.jpg
100004030 | PERKINS JOINT KIT 994-966 | PERKINS - 994-966 | POWERG | 100004030.jpg
100004031 | CAT GASKET FIT 8N-2410 | CAT - 8N-2410 | POWERG | 100004031.jpg
100004032 | PERKINS CYLINDER HEAD COVER GASKET 3681A055 | PERKINS - 3681A055 | POWERG | 100004032.jpg
100004033 | CAT BUTTON 1546389 | CAT - 1546389 | POWERG | 100004033.jpg
100004034 | PERKINS GASKET 10000-01591 | PERKINS - 10000-01591 | POWERG | 100004034.jpg
100004035 | PERKINS GASKET 10000-00052 | PERKINS - 10000-00052 | POWERG | 100004035.jpg
100004036 | PERKINS GASKET 915-782 | PERKINS 915-782 | POWERG | 100004036.jpg
100004038 | BALDOR SEALED POLISHING LATHE MOTOR 3PHASE, 230-280-460 V RPM 1725 60 HZ | BALDOR | PLUMB | 100004038.jpg
100004039 | ROTARY LOBE BLOWER MODEL # 22 U-RAI | MODEL # 22 U-RAI | OMSP | 100004039.jpg
100004040 | ROTARY LOBE BLOWER MODEL # 56 U-RAI | MODEL # 56 U-RAI | OMSP | 100004040.jpg
100004041 | GRUNDFOS BOOSTER PUMP MODEL # B96772461P2074900015 | GRUNDFOS | PLUMB | 100004041.jpg
100004042 | GRUNDFOS SLUDGE PUMP 1P, 9.6KW, P2 7,5KW 50Hz,P/N 95113778 | P/N 95113778 | PLUMB | 100004042.jpg
100004043 | COMMODE BP TRAP PVC 4" SCH 40 | PVC 4" SCH 40 | PLUMB | 100004043.JPG
100004044 | PVC TEE WYE 4" SCH 40 45º | 4" SCH 40 45º | PLUMB | 100004044.jpg
100004045 | PVC COUPLING 4" SCH 40 | 4" SCH 40 | PLUMB | 100004045.jpg
100004046 | PVC TEE 4" SCH 40 | TEE 4" SCH 40 | PLUMB | 100004046.jpg
100004047 | PVC ELBOW 4" SCH 40 90º | 4" SCH 40 90º | PLUMB | 100004047.jpg
100004048 | PVC ELBOW 4" SCH 40 45º | 4" SCH 40 45º | PLUMB | 100004048.jpg
100004049 | PVC BUSHING REDUCER 4" X 3" SCH 40 | PL3690 | PLUMB | 100004049.jpg
100004050 | PVC TEE WYE 3" SCH 40 45º | 3" SCH 40 45º | PLUMB | 100004050.jpg
100004051 | COMMODE PVC P-TRAP 3" SCH 40 | 3" SCH 40 | PLUMB | 100004051.jpg
100004052 | PVC TEE 3" SCH 40 90º | 3" SCH 40 90º | PLUMB | 100004052.jpg
100004053 | PVC TEE 4" X 2" SCH 40 90º | 4" X 2" SCH 40 90º | PLUMB | 100004053.jpg
100004054 | PVC ELBOW 3" SCH 40 45º | 3" SCH 40 45º | PLUMB | 100004054.jpg
100004055 | PVC ELBOW 3" SCH 40 90º | 3" SCH 40 90º | PLUMB | 100004055.jpg
100004056 | PVC COUPLING 3" SCH 40 | 3" SCH 40 | PLUMB | 100004056.jpg
100004057 | PVC TEE 6" SCH 40 90º W/ CAP | 6" SCH 40 90º W/ CAP | PLUMB | 100004057.jpg
100004058 | PVC TEE WYE 6" SCH 80 45º | 6" SCH 80 45º | PLUMB | 100004058.jpg
100004059 | PVC REPAIR COUPLING 6" SCH 40 | 6" SCH 40 | PLUMB | 100004059.jpg
100004060 | PVC TEE 2" SCH 40 90º | 2" SCH 40 90º | PLUMB | 100004060.jpg
100004061 | PVC COUPLING 2" SCH 40 | 2" SCH 40 | PLUMB | 100004061.jpg
100004063 | PVC BUSHING REDUCER 4" X 2" SCH 40 | PL3691 | PLUMB | 100004063.jpg
100004064 | PVC TEE WYE COMBINATION 1 1/2" SCH 40 | 1 1/2" 3 WAY SCH 40 | PLUMB | 100004064.jpg
100004065 | PVC TEE WYE 2" SCH 40 45D | 2" SCH 40 45D | PLUMB | 100004065.jpg
100004066 | PVC ELBOW 2" SCH 40 90º | 2" SCH 40 90º | PLUMB | 100004066.jpg
100004067 | PVC ELBOW 2" SCH 40 45º | 2" SCH 40 45º | PLUMB | 100004067.jpg
100004069 | PVC ELBOW 2 1/2" SCH 40 90D | 2 1/2" SCH 40 90D | PLUMB | 100004069.jpg
100004070 | PVC ELBOW 2 1/2" SCH 40 45D | 2 1/2" SCH 40 45D | PLUMB | 100004070.jpg
100004071 | PVC COUPLING 2 1/2" SCH 40 | 2 1/2" SCH 40 | PLUMB | 100004071.jpg
100004072 | PVC ELBOW 1 1/2" SCH 40 90º | 1 1/2" SCH 40 90º | PLUMB | 100004072.jpg
100004073 | PVC COUPLING W/ THREAD 8" SCH 40 | 8" SCH 40 | PLUMB | 100004073.jpg
100004075 | PVC COUPLING 1 1/2" SCH 40 | 1 1/2" SCH 40 | PLUMB | 100004075.jpg
100004076 | PVC TEE 1 1/2" SCH 40 90D | 1 1/2" SCH 40 90D | PLUMB | 100004076.jpg
100004078 | COMMODE TANK STAINLESS STEEL | PL4000 | PLUMB | 100004078.jpg
100004079 | SAFETY VALVE 1 1/4" BRASS | PL3898 | PLUMB | 100004079.jpg
100004080 | WALL MOUNT GATE VALVE 1/2" BRASS | PL3733 | PLUMB | 100004080.jpg
100004081 | SINK VALVE 1/4" | PL3926 | PLUMB | 100004081.jpg
100004082 | ELEMENT WATER HEATER 3000W, 230V (ARISTON) 5 BOLTS WITH THERMOSTAT | PL3325 | PLUMB | 100004082.JPG
100004083 | GATE VALVE 4" FLANGE TYPE 8 HOLE (DN100 PN16) AS PER SAMPLE PICTURE |  | PLUMB | 100004083.jpg
100004084 | SHOWER MIXER W/ FLEXIBLE PIPE GROMIX | PL3954 | PLUMB | 100004084.JPG
100004085 | FLOOR DRAIN P TRAP | PL3652 | PLUMB | 100004085.jpg
100004086 | FLOAT VALVE 3/4" FLUSH TANK | PL3103 | PLUMB | 100004086.JPG
100004088 | UPE COUPLING 6" STEEL150 MM DULY WATER | PL4002 | PLUMB | 100004088.jpg
100004089 | COUPLING 4" STEEL 150 MM DULY WATER | PL4003 | PLUMB | 100004089.jpg
100004090 | HOSE CLAMP GI 4" | PL3773 | PLUMB | 100004090.jpg
100004091 | HOSE CLAMP GI 3" | PL3341 | PLUMB | 100004091.jpg
100004092 | CLAMP GI 2" W/ RUBBER | PL3285 | PLUMB | 100004092.jpg
100004093 | CLAMP GI 1" W/ RUBBER | PL3393 | PLUMB | 100004093.jpg
100004094 | CLAMP GI 1/2" W/ RUBBER | PL3821 | PLUMB | 100004094.jpg
100004095 | CLAMP GI 3" W/ RUBBER | PL3397 | PLUMB | 100004095.jpg
100004096 | CLAMP GI 3/4" W/ RUBBER | PL3540 | PLUMB | 100004096.jpg
100004097 | END PLUG GI 1 1/2" | PL3233 | PLUMB | 100004097.jpg
100004098 | PVC COUPLING 1" SCH 40 | PL3411 | PLUMB | 100004098.jpg
100004099 | CLAMP GI 4" | PL3768 | PLUMB | 100004099.jpg
100004100 | CLAMP GI 2.5" | PL3928 | PLUMB | 100004100.jpg
100004101 | PVC ELBOW 1/2" SCH 40 90º INSIDE THREAD | PL3786 | PLUMB | 100004101.jpg
100004103 | MALE ADAPTOR PPR 1 1/2" | PL3660 | PLUMB | 100004103.jpg
100004104 | CLIP PPR 2" | PL3847 | PLUMB | 100004104.jpg
100004105 | PVC COUPLING1/2" SCH 40 | PL3841 | PLUMB | 100004105.jpg
100004106 | PPR TEE 1/2" X 3/4" 90º | PL4013 | PLUMB | 100004106.jpg
100004107 | SAFETY VALVE 1" FOR BOILER | PL3434 | PLUMB | 100004107.jpg
100004108 | HOSECLAMP GI 5" | PL3774 | PLUMB | 100004108.jpg
100004109 | PVC ELBOW 1/2" SCH 40 90º | PL3727 | PLUMB | 100004109.jpg
100004110 | END PLUG GI 2" | PL3205 | PLUMB | 100004110.jpg
100004111 | CLIP PPR 4" | PL3814 | PLUMB | 100004111.jpg
100004112 | CLAMP PPR 3" | PL3241 | PLUMB | 100004112.jpg
100004113 | MALE ADAPTOR PPR 1 1/4" | PL3659 | PLUMB | 100004113.jpg
100004114 | FEMALE ADAPTOR PPR 1 1/4" | PL3655 | PLUMB | 100004114.jpg
100004115 | PVC COUPLING 3/4" SCH 40 | PL3840 | PLUMB | 100004115.jpg
100004116 | MALE ADAPTOR PPR 1" | PL3813 | PLUMB | 100004116.jpg
100004117 | PVC TEE 1/2" SCH 40 90D | PL3907 | PLUMB | 100004117.jpg
100004118 | PVC TEE 1" SCH 40 90º | PL3827 | PLUMB | 100004118.jpg
100004119 | PVC COUPLING 3/4" SCH 40 INSIDE THREAD | PL3785 | PLUMB | 100004119.jpg
100004120 | PVC UNION 3/4" SCH 40 | PL3783 | PLUMB | 100004120.jpg
100004121 | PVC COUPLING 3/4" SCH 80 INSIDE THREAD | PL3415 | PLUMB | 100004121.jpg
100004122 | PVC ELBOW 1" SCH 40 90º | PL3910 | PLUMB | 100004122.jpg
100004123 | FEMALE ADAPTOR PPR 2" | PL3663 | PLUMB | 100004123.jpg
100004124 | MALE ADAPTOR PPR 3/4" | PL3654 | PLUMB | 100004124.jpg
100004125 | PVC TEE 3/4" SCH 40 INSIDE THREAD | PL3787 | PLUMB | 100004125.jpg
100004126 | MALE ADAPTOR PPR 1/2" | PL3563 | PLUMB | 100004126.jpg
100004127 | FEMALE ADAPTOR PPR 1 1/2" | PL3173 | PLUMB | 100004127.jpg
100004128 | CLAMP GI 3" | PL3850 | PLUMB | 100004128.jpg
100004129 | PVC COUPLING 2" SCH 80 INSIDE THREAD | PL3416 | PLUMB | 100004129.jpg
100004133 | COUPLING GI 2-1/2" | PL3868 | PLUMB | 100004133.jpg
100004136 | TEE GI 1/2" | PL3871 | PLUMB | 100004136.jpg
100004137 | PVC BUSHING REDUCER 2x1 1/2" SCH 80 | PL3426 | PLUMB | 100004137.jpg
100004138 | COUPLING REDUCER PPR 2" X 2.5" | PL3965 | PLUMB | 100004138.jpg
100004139 | PVC BUSHING REDUCER 2x1 1/4" SCH 80 | PL3388 | PLUMB | 100004139.jpg
100004140 | PVC TEE 3/4" SCH 40 90º | PL3340 | PLUMB | 100004140.jpg
100004141 | PVC UNION 1/2" SCH 40 | PL3784 | PLUMB | 100004141.jpg
100004142 | FLANGES GI 2" 4 HOLE | PL3961 | PLUMB | 100004142.jpg
100004143 | MALE ADAPTOR PPR 2" | PL3662 | PLUMB | 100004143.jpg
100004144 | FLOOR DRAIN 10 CM X10 CM STEEL | PL3460 | PLUMB | 100004144.JPG
100004146 | NIPPLE GI 4" | PL3293 | PLUMB | 100004146.jpg
100004147 | TEE GI 3" GRAINGER PN. 510-610 | PN 510-610 | PLUMB | 100004147.jpg
100004148 | ELBOW PPR 1 1/2" 90º | PL3321 | PLUMB | 100004148.jpg
100004149 | ELBOW GI 1" 90º | PL4010 | PLUMB | 100004149.jpg
100004150 | PVC ELBOW 1" SCH 80 45º | PL3519 | PLUMB | 100004150.jpg
100004151 | CROSS OVER PPR 1/2" | PL3729 | PLUMB | 100004151.JPG
100004152 | ELBOW PPR 1/2" X 3/4" INSIDE THREAD | PL4014 | PLUMB | 100004152.jpg
100004153 | SAFETY VALVE 3/4" BRASS | PL3769 | PLUMB | 100004153.jpg
100004155 | TEE PPR 1/2" X 3/4" 90º INSIDE THREAD | PL4015 | PLUMB | 100004155.jpg
100004157 | THERMOSTAT MIXER VALVE 3/4" | PL4016 | PLUMB | 100004157.jpg
100004158 | PVC FLOOR DRAIN 12 CM X12 CM | PL3188 | PLUMB | 100004158.JPG
100004159 | WASH BASIN STAINLESS STEEL 50 CM X40 CM | PL4017 | PLUMB | 100004159.JPG
100004160 | FLEXIBLE PIPE 100 CM X 1/2" | PL3765 | PLUMB | 100004160.jpg
100004161 | BOILER FLEXIBLE PIPE 50 CM X 1/2" | PL3006 | PLUMB | 100004161.jpg
100004162 | GATE VALVE BRASS 4" | PL3365 | PLUMB | 100004162.jpg
100004163 | CHECK VALVE 1.1/4" BRASS | PL3619 | PLUMB | 100004163.jpg
100004164 | HAND PUMP CHECK VALVE 1" BRASS | PL3793 | PLUMB | 100004164.jpg
100004165 | PRESSURE REDUCER VALVE GI 1 / 1/2" | PL3618 | PLUMB | 100004165.jpg
100004166 | WATER HEATER ELEMENT 3000W, 240V, 1” NPT | PL3327 | PLUMB | 100004169.jpg
100004167 | ELEMENT WATER HEATER 1200W, 220V, 260MM (THERMIX) WITH THERMOSTAT | THERMIX | PLUMB | 100004167.JPG
100004168 | ELEMENT WATER HEATER 15000W, 230V, 1000MM 2" | PL3144 | PLUMB | 100004168.JPG
100004169 | RAYCHEM GUTTER DE-ICING HEATING CABLE | PL3998 | PLUMB | 100004169.jpg
100004170 | ELEMENT WATER HEATER 20000W, 230V, 990MM 1.5" | PL4012 | PLUMB | 100004170.jpg
100004171 | ELEMENT WATER HEATER 25000W, 230V, 1000MM 3" | PL3999 | PLUMB | 100004171.jpg
100004172 | PVC TEE 4" X 2" SCH 80 90º | PL3182 | PLUMB | 100004172.jpg
100004173 | PVC COUPLING 4" SCH 80 INSIDE THREAD | PL3399 | PLUMB | 100004173.jpg
100004174 | PVC TRUE UNION BALL CHECK VALVE 1.5" SCH 80 | PL4005 | PLUMB | 100004174.jpg
100004175 | PVC TEE 63 MM X 63 MM | PL4006 | PLUMB | 100004175.jpg
100004176 | PVC TEE 50 MM | PL4007 | PLUMB | 100004176.jpg
100004177 | PVC BALL VALVE 1" | PL3719 | PLUMB | 100004177.jpg
100004178 | PVC FLANGE 2 1/2" SCH 80 | PL3791 | PLUMB | 100004178.jpg
100004179 | PVC FLANGE 3" SCH 80 4 HOLE | PL3185 | PLUMB | 100004179.jpg
100004181 | GASKET FLANGE 2" | PL3714 | PLUMB | 100004181.jpg
100004182 | GASKET FLANGE 3" 4 HOLE | PL3715 | PLUMB | 100004182.jpg
100004183 | GASKET FLANGE 4" 8 HOLE | PL3716 | PLUMB | 100004183.jpg
100004185 | BALL VALVE GI 2" FLANGE TYPE | PL3749 | PLUMB | 100004185.jpg
100004188 | GRUNFOS SLUDGE PUMPS P1-3,7 P2-3 KW, Hz 50, IP68, 380-415V, Size 4" | IP68 | PLUMB | 100004188.jpg
100004189 | GRUNFOS SLUDGE PUMP P1-3,8 P2-3.0 KW, Hz 50, IP68, 380-415V, Size 2" | P1-3,8 P2-3.0 | PLUMB | 100004189.jpg
100004190 | GAMAK BOOSTER PUMP SIZE 2" 380 V 3 PHASE 50 HZ 7.5 KW IPP 55 | IPP 55 | PLUMB | 100004190.jpg
100004191 | FLYGHT SLUDGE PUMP P2-1.5 KW P1-1.95 KW 7726 Hmax 11,7 Qmax 200 2" | PL3799 | PLUMB | 100004191.jpg
100004192 | WATER PUMP 3P RMP 2850-1840 1.5In 1" Out Hz50 HP3 230-380V (SACEMI) | PL3629 | PLUMB | 100004192.jpg
100004193 | OMNIVORE GRINDER PUMP MODEL LSG204M 2HP 5.3A 3PH 440V 50 HZ | LSG204M | PLUMB | 100004193.jpg
100004194 | PEDROLLO BOOSTER PUMP 22 KW 30 HP HMAX 40M HMIN Q500+4000M 50Hz 1P55 Made in Italy In 4" Out 3" | HMIN Q500+4000M | PLUMB | 100004194.jpg
100004195 | LEO BOOSTER PUMP, SIZE: 2.5" OUT"2" , 220-380V, HP 10 7.5KW 3 PHASE 50 HZ 15.5A IP54 | IP54 | PLUMB | 100004195.jpg
100004196 | GRUNFOS BOOSTER PUMP 1.1Kw 50 Hz H=M25-37 RMP 2900 380 Volts 1" | PL3627 | PLUMB | 100004196.jpg
100004197 | WILO SECTION PUMP 400WIP44 HMAX 130C0 | IP44 | PLUMB | 100004197.jpg
100004198 | GRUNDFOS GRINDER PUMP 7.5KW 10HP 380-415V RMP 1450-2950 50 HZ | GRUNFOS 7.5KW 10HP 380-415V | PLUMB | 100004198.jpg
100004199 | SLUDGE PUMP 220-380V, 4KW, 5,5HP | PL3882 | PLUMB | 100004199.jpg
100004200 | SHIMGE VERTICAL BOOSTER PUMP 5.5KW, 7.5 HP, RPM 2900, Size 2". | QDLF16-60 | PLUMB | 100004200.jpg
100004201 | BLOWER MOTOR 208-230 Volts HP3 2.2 Kw HZ 50-60 IP55 | IP55 | PLUMB | 100004201.jpg
100004202 | PEDROLLO BOOSTER PUMP 15KW, 20HP, 50Hz, 25.5/14.7A Size In2.5" Out 1.5" | Perdrollo | PLUMB | 100004202.jpg
100004203 | PEDROLLO BOOSTER PUMP 2.2KW 3 HP 220-230V /380-400V 50HZ 10A, 6A HMIN 2900M, IN 2" OUT 2", 1P 44 MADE IN ITALY |  | PLUMB | 100004203.jpg
100004204 | GRUNDFOS BLOWER MOTOR Hz 50 1.5 Kw IP55 | GRUNDFOS | PLUMB | 100004204.jpg
100004205 | GRUNFOS IN LINE SINGLE STAGE/HEAD TYPE 65-180 2A-F-A-B4-BF MODEL 964051 38P107500015 10-140BAR | Type 65 | PLUMB | 100004205.jpg
100004206 | GRUNDFOS IN LINE SINGLE STAGE/HEAD TYPE 65-180 2A-F-A-B4-BF MODEL 964051 38P107500025 10-140BAR | Type 65 | PLUMB | 100004206.jpg
100004207 | EMERSON AERATOR MOTOR R084 Hz60 HP50 RPM17 | EMERSON | PLUMB | 100004207.jpg
100004208 | GRINDER PUMP SN0030387 Hz 50 3P 16.1 KW | SN0030387 | PLUMB | 100004208.jpg
100004209 | ABB BLOWER MOTOR Hz 50 RPM 1450 7.5 Kw IP55 | IP55 | PLUMB | 100004209.jpg
100004210 | GRUNFOS BLOWER MOTOR IP55, 50-60 Hz, P2 0.370KW | P55 | PLUMB | 100004210.jpg
100004211 | SUBMERSIBLE PUMP 2 INCH 2.2KW/ 14.0A/3PHASE/50HZ/2820 RPM/IP68/230V | PL3246 | PLUMB | 100004211.jpg
100004213 | WATER BOOSTER PUMP (F.el.som) 4KW, 5.5 HP, RPM 2900, Q500/1400, IN 2.5" OUT 2", IP54 MADE IN ITALY. | F.ELSOM | PLUMB | 100004213.jpg
100004214 | F.ELSOM BOOSTER PUMP SIZE 2" IN X 1" OUT | F.ELSOM | PLUMB | 100004214.jpg
100004219 | PVC PIPE 2" SCH 40 X 4 MTR | PL3213 | PLUMB | 100004219.jpg
100004220 | PVC PIPE 3" SCH 40 X 4 MTR | PL3011 | PLUMB | 100004220.jpg
100004222 | PVC PIPE 2 1/2" SCH 80 X 4 MTR | PL3599 | PLUMB | 100004222.jpg
100004223 | ARISTON WATER BOILER 500 LITERS | ARISTON | PLUMB | 100004223.jpg
100004224 | TOILET CLEANER & DRAIN OPENER (ACID) 500ML | PL3083 | PLUMB | 100004224.jpg
100004225 | SUPER GENERAL COMPRESSOR 12000 BTU R22 FREON 220VAC 50HZ | SUPER GENERAL 12000 BTU | HVAC | 100004225.jpg
100004226 | SAMSUNG A/C FAN BLADE OUTDOOR 375 | Samsung 375 | HVAC | 100004226.jpg
100004227 | COPPER COUPLING 3/4" | HVC128 | HVAC | 100004227.jpg
100004228 | COPPER COUPLING 3/8" | HVC129 | HVAC | 100004228.jpg
100004229 | COPPER REDUCER NUT 1/2"X3/4" | HVC131 | HVAC | 100004229.jpg
100004230 | COPPER ADAPTOR 3/4" | HVC127 | HVAC | 100004230.jpg
100004231 | RUNNING CAPACITOR 2.5 MF 450 VAC 50 HZ | HVC091 | HVAC | 100004231.jpg
100004232 | RUNNING CAPACITOR 3.5 UF 400 VAC | HVC092 | HVAC | N/A
100004233 | A/C CLEANER 5 LITTER | HVC017 | HVAC | 100004233.jpg
100004235 | CHIGO A/C SPLIT UNIT 12000 BTU COMPLETE SET | 12000 BTU | HVAC | 100004235.jpg
100004236 | CHIGO A/C SPLIT UNIT 9000 BTU COMPLETE SET | 9000 BTU | HVAC | 100004236.jpg
100004237 | CHIGO A/C SPLIT UNIT (OUTDOOR) 12000 BTU | 12000 BTU | HVAC | 100004237.jpg
100004238 | VICTOR MOUSE TRAP | HVC047 | CARP | 100004238.jpg
100004240 | BRAZING ROD | HVC008 | HVAC | N/A
100004241 | A/C INDOOR FAN BLOWER | HVC124 | HVAC | 100004241.jpg
100004243 | A/C COPPER COUPLING 1" | HVC088 | HVAC | 100004243.jpg
100004244 | A/C COPPER ELBOW 3/4" | HVC117 | HVAC | 100004244.jpg
100004245 | A/C FLARE UNION 3/8" W/ NUT | HVC115 | HVAC | 100004245.jpg
100004246 | A/C COPPER TEE 1/2" | HVC120 | HVAC | 100004246.jpg
100004242 | A/C THERMOSTAT | HVC109 | HVAC | 100004242.jpg
100004247 | A/C COPPER ELBOW 1/4" | HVC119 | HVAC | 100004247.jpg
100004248 | A/C CHARGING VALVE | HVC121 | HVAC | 100004248.jpg
100004249 | A/C COPPER ELBOW 1" 90D | HVC087 | HVAC | 100004249.jpg
100004250 | A/C COPPER BUSHING 3/1" | HVC126 | HVAC | 100004250.jpg
100004251 | FLARE NUT 3/8" for A/C | HVC122 | HVAC | 100004251.jpg
100004252 | A/C FLARE UNION 5/8" W/ NUT | HVC114 | HVAC | 100004252.jpg
100004253 | SMITH FAN MOTOR A/C 208-240V RPM 1550 Hz 50-60 | HVC133 | HVAC | 100004253.jpg
100004256 | CARRIER A/C WINDOW TYPE 1HP | HVC050 | HVAC | 100004256.jpg
100004257 | SUPER GENERAL SPLIT TYPE A/C (OUTDOOR) MODEL ASG-HC09/VZ 12000 BTU | 12000 BTU | HVAC | 100004257.jpg
100004258 | A/C SPLIT UNIT (INDOOR) 24000 BTU (USED) | 24000 BTU | HVAC | 100004258.jpg
100004259 | GAS HOSE PIPE 1/2" | HVC130 | HVAC | 100004259.jpg
100004254 | PIPE INSULATION AREO FLUX 1/2" A/C BLACK | HVC110 | HVAC | 100004254.jpg
100004255 | PIPE INSULATION AREO FLUX 1/2"x3/8 FOR A/C | HVC111 | HVAC | 100004255.jpg
100004260 | FIRE EXTINGUISHER BRACKET | SAT029 | CARP | 100004260.jpg
100004261 | DOOR HANDLE METAL 9.5" | CAR229 | CARP | 100004261.jpg
100004262 | CERAMIC TILES15 CM X15 CM WHITE | CAR128 | CARP | 100004262.jpg
100004263 | WINDOW WITH FRAME ALUMINUM 60 CM X 60 CM | CAR200 | CARP | 100004263.jpg
100004264 | SCREW WOOD 1" BY BOX | CAR227 | CARP | 100004264.jpg
100004265 | SCREW WOOD 3/4" BY BOX | CAR226 | CARP | 100004265.jpg
100004266 | PVC DOOR FRAME 195 CM X 88 CM | CAR070 | CARP | 100004266.jpg
100004267 | TILES 20 CM X 20 CM WHITE | CAR113 | CARP | 100004267.jpg
100004268 | CERAMIC FLOOR TILES COLOR: WHITE 20CM X 20CM 7.5MM THICKNESS | CAR131 | CARP | 100004268.jpg
100004269 | ALPHA DRY BASE COAT 25 KG (GROUT) | CAR174 | OMSP | 100004269.jpg
100004270 | WINDOW WOODEN FRAME 110 CM X 55 CM | CAR090 | CARP | 100004270.jpg
100004271 | WINDOW WOODEN FRAME 60 CM X 100 CM | CAR201 | CARP | 100004271.jpg
100004272 | WINDOW PVC 98 CM X 42 CM | CAR156 | CARP | 100004272.jpg
100004273 | WOODEN DOOR FRAME 80 CM X 240 CM | CAR202 | CARP | 100004273.jpg
100004274 | METAL DOOR 200 CM X 90 CM | CAR110 | CARP | 100004274.jpg
100004275 | PVC DOOR 215 CM X 87 CM | CAR072 | CARP | 100004275.jpg
100004276 | WOODEN DOOR 240 CM X 120 CM | CAR069 | CARP | 100004276.jpg
100004277 | TENSION ROD10 MM | CAR210 | CARP | 100004277.jpg
100004278 | TENSION ROD 12 MM | CAR094 | CARP | 100004278.jpg
100004279 | TENSION ROD 15 MM | CAR209 | CARP | 100004279.jpg
100004280 | TENSION ROD 23 MM X 150 CM | CAR096 | CARP | 100004280.jpg
100004281 | TENSION ROD 4 MM | CAR095 | CARP | 100004281.jpg
100004282 | TENSION ROD 6 MM | CAR211 | CARP | 100004282.jpg
100004284 | SUPER ADHESIVE | CAR160 | CARP | 100004284.jpg
100004285 | L BRACKET 4" | CAR151 | CARP | 100004285.jpg
100004286 | NYLON ROPE 11MM | CAR087 | CARP | 100004286.jpg
100004287 | DOOR LOCK PLATE STRIKER | CAR233 | CARP | 100004287.jpg
100004292 | DOOR HINGES 2" | CAR133 | CARP | 100004292.jpg
100004294 | NUT 80 MM | CAR148 | CARP | 100004294.jpg
100004296 | MECHANICAL CODE LOCK (CIPHER LOCK) | CAR164 | CARP | 100004296.jpg
100004299 | L TYPE BRACKET 4" X 4" | CAR232 | CARP | 100004299.jpg
100004289 | CABINET DOOR HINGES | CAR185 | CARP | 100004289.JPG
100004290 | SURFACE SLIDE BOLT 16 CM | CAR216 | CARP | 100004290.jpg
100004291 | WINDOW LATCH FASTENER 20 CM | CAR217 | CARP | 100004291.JPG
100004300 | DOOR HINGES 4" (118MM) | CAR027 | CARP | 100004300.jpg
100004293 | PVC WINDOW FASTENER | CAR055 | CARP | 100004293.JPG
100004301 | DOOR HASP 6 CM | CAR203 | CARP | 100004301.jpg
100004295 | GLASS DOOR HINGES 15.5 CM X 2.5 CM | CAR175 | CARP | 100004295.jpg
100004302 | DOOR HANDLE METAL 7" | CAR048 | CARP | 100004302.jpg
100004297 | DELUXE LEVER LOCK SET | CAR125 | CARP | 100004297.JPG
100004298 | COAT HOOK | CAR141 | CARP | 100004298.JPG
100004303 | DOUBLE DOOR HINGES 4" | CAR121 | CARP | 100004303.jpg
100004304 | DOUBLE DOOR HINGES 5" | CAR122 | CARP | 100004304.jpg
100004307 | CONCRETE NAIL 1.5" | CAR228 | CARP | 100004307.jpg
100004308 | DRAWER LOCK FOR CABINET | CAR054 | CARP | 100004308.jpg
100004309 | EPOXY MIXER CUP KIT 266-3144 CATERPILLAR (SIZE: 41.4 ML, 1.40 FL OZ) | 266-3144 | POWERG | 100004309.jpg
100004310 | HOOK | CAR212 | CARP | 100004310.jpg
100004311 | CYLINDER LOCK 2" | CAR186 | CARP | 100004311.jpg
100004312 | DOOR LOCK 4" | CAR166 | CARP | 100004312.jpg
100004313 | PIPE C CLAMP GI 1" | CAR145 | PLUMB | 100004313.jpg
100004316 | BEARING 5KS 6211-2Z | 5KS 6211-2Z | HVAC | 100004316.jpg
100004320 | 96 X 96MM POWER LOGIC POWER MONITORING UNIT FOR LV AND HV (ANY BRAND) | WTP092 | ELEC | 100004320.jpg
100004334 | NARROW MOUTH SQUARE BTL 1000ML | WTP010 | OMSP | 100004334.jpg
100004335 | PVC END PLUG SCH 40 6" |  | PLUMB | 100004335.jpg
100004314 | WOOD STRIP 1CM X 2CM X 200CM | PAINT 083 | CARP | 100004314.JPG
100004341 | YORK FAN MOTOR - COMPLETE SET WITH FAN BLADE 30" MOD:P56C41A50-2HP/460V/1155RPM/60Hz/4AMPS ( AS PER SPECIFICATION OR EQUAL) | P56C41A50- | HVAC | 100004341.jpg
100004342 | SCHNEIDER CIRCUIT BREAKER B20 3P 400VAC AS PER SAMPLE PICTURE |  | ELEC | 100004342.jpg
100004343 | PVC SINGLE EXTERIOR DOOR WITHOUT FRAME, LEFT HAND OUTWARD SWING, DOOR DIMENSIONS: INSIDE 175CM X 90CM, OUTSIDE: 179CM X 94CM, COMPLETE WITH HINGES & PVC LOCK |  | CARP | 100004343.jpg
100004344 | PVC SINGLE EXTERIOR DOOR WITHOUT FRAME, LEFT HAND OUTWARD SWING, DOOR DIMENSIONS: INSIDE 187CM X 90CM, OUTSIDE: 191CM X 94CM, COMPLETE WITH HINGES & PVC LOCK |  | CARP | 100004344.jpg
100004336 | LED PANEL LIGHT 595 X 595 85-285VAC 50/60HZ 48W COLOUR: 6500K LUMEN: 3000-3500LM WITH LED DRIVER COMPLETE SET AS PER SAMPLE PICTURE | WTP015 | ELEC | 100004336.JPG
100004337 | LED DRIVER MODEL:JNY-L70W Vin AC: 85-250 50/60HZ Vout: DC 20-38V Iin: AC 0.36A L0ut DC: DC 2100mA Pin 78W Pout: 70W | JNY-L70W | ELEC | 100004337.JPG
100004338 | LED LIGHT 20-38 VDC 70W AS PER SAMPLE PICTURE |  | ELEC | 100004338.JPG
100004339 | PVC TARPAULIN SHEET 2M X 4M - AS PER SAMPLE PICTURE |  | CARP | 100004339.JPG
100004340 | COPELAND SCROLL COMPRESSOR, ZR90K3E-TWD-222, CAPACITY: BTU 100,000, LRA 99, 460/60/3, 380-420/50/3, SUCTION 1-1/8”, DISCHARGE 7/8”, R22 | ZR90K3E-TWD-222 | HVAC | 100004340.JPG
100004345 | PVC SINGLE EXTERIOR DOOR WITHOUT FRAME, LEFT HAND OUTWARD SWING, DOOR DIMENSIONS: INSIDE 195CM X 80CM, OUTSIDE: 199CM X 84CM, COMPLETE WITH HINGES & PVC LOCK |  | CARP | 100004345.jpg
100004346 | PVC SINGLE EXTERIOR DOOR WITHOUT FRAME, LEFT HAND OUTWARD SWING, DOOR DIMENSIONS: INSIDE 192CM X 79CM, OUTSIDE: 196CM X 83CM, COMPLETE WITH HINGES & PVC LOCK |  | CARP | 100004346.jpg
100004347 | PVC SINGLE EXTERIOR DOOR WITHOUT FRAME, RIGHT HAND OUTWARD SWING, DOOR DIMENSIONS: INSIDE 195CM X 79CM, OUTSIDE: 199CM X 83CM, COMPLETE WITH HINGES & PVC LOCK |  | CARP | 100004347.jpg
100004348 | PRE-HUNG PVC EXTERIOR DOUBLE DOOR,OUTWARD SWING, COMPLETE/W FRAME, HINGES, PVC LOCK SET & LONG LOCK ROD; DOOR FRAME OUTER DIMENSIONS: HEIGHT 195CM X WIDTH 124CM |  | CARP | 100004348.jpg
100004349 | PRE-HUNG PVC EXTERIOR DOUBLE DOOR,OUTWARD SWING, COMPLETE/W FRAME, HINGES, PVC LOCK SET & LONG LOCK ROD; DOOR FRAME OUTER DIMENSIONS: HEIGHT 204CM X WIDTH 155CM |  | CARP | 100004349.jpg
100004350 | PRE-HUNG PVC EXTERIOR DOUBLE DOOR,OUTWARD SWING, COMPLETE/W FRAME, HINGES, PVC LOCK SET & LONG LOCK ROD; DOOR FRAME OUTER DIMENSIONS: HEIGHT 194CM X WIDTH 182CM |  | CARP | 100004350.jpg
100004351 | CLEAR WIRED GLASS 70CM X 80CM X 3MM | WTP122 | CARP | 100004351.jpg
100004352 | PRE-HUNG PVC EXTERIOR DOUBLE DOOR,OUTWARD SWING, COMPLETE/W FRAME, HINGES, PVC LOCK SET & LONG LOCK ROD; DOOR FRAME OUTER DIMENSIONS: HEIGHT 193CM X WIDTH 157CM |  | CARP | 100004352.jpg
100004353 | SANDBERG LABORATORY EQUIPMENT GLASSWARE 5LTR | WTP149 | OMSP | 100004353.jpg
100004354 | PRE-HUNG PVC EXTERIOR DOUBLE DOOR,OUTWARD SWING, COMPLETE/W FRAME, HINGES, PVC LOCK SET & LONG LOCK ROD; DOOR FRAME OUTER DIMENSIONS: HEIGHT 194CM X WIDTH 181CM |  | CARP | 100004354.jpg
100004355 | PRE-HUNG PVC EXTERIOR DOUBLE DOOR,OUTWARD SWING, COMPLETE/W FRAME, HINGES, PVC LOCK SET & LONG LOCK ROD; DOOR FRAME OUTER DIMENSIONS: HEIGHT 195CM X WIDTH 135CM |  | CARP | 100004355.jpg
100004356 | STEEL CHECKER PLATE 120CM X 240CM X 3MM |  |  | 100004356.jpg
100004358 | PEDROLLOSUBMERSIBLE PUMP 3’’ 7.5 KW 10 HP 380VAC 50/60 HZ RPM 2900 COMPLETE SET |  | PLUMB | 100004358.jpg
100004359 | FAN DIMMER SWITCH, 230VAC, 10 -16AMP, DIMENSIONS: DEPTH 33MM, HEIGHT 54MM, WIDTH 24MM (AS PER SAMPLE PICTURE) |  | ELEC | 100004359.jpg
100004360 | BALLAST CEILING MOUNT METAL HALIDE HOUSING, 1000WATT 230VAC 50HZ WHITE LITHONIA LIGHTING TH 1000MP TB HSG 1 LIGHT AS PER SAMPLE PICTURE |  | ELEC | 100004360.jpg
100004361 | WATER HEATER THERMOSTAT MODEL:WH10A 30-40AMP 120-250VAC COMPLETE SET AS PER SAMPLE PICTURE |  | ELEC | 100004361.jpg
100004357 | FLUSH VALVE 1/2" AS PER SAMPLE PICTURE |  | PLUMB | 100004357.JPG
100004362 | SCHNEIDER ELECTRIC MOTOR STARTER AND PROTECTOR 6.3A 600VAC | GV2ME10 | ELEC | 100004362.jpg
100004363 | WATER HEATING ELEMENT SHS-245X= 4500 W 208V 1’’ SCREW IN ELEMENT INCOLOY ULTRA LOW WATT ALTERNATE RATING HS CODE: 85169000 |  | PLUMB | 100004363.jpg
100004364 | ARISTON VERTICAL BOILER 1800W H79CM X W47CM X D47.5cm CAPACITY:80 LITERS |  | PLUMB | 100004364.jpg
100004365 | WHITE PVC WINDOW SCREEN, WIDTH 160CM |  | CARP | 100004365.jpg
100004366 | LAMP HOLDER FOR GX9.5 HALOGEN LAMP BASE, 1000W, 240VAC AS PER SAMPLE PICTURE |  | ELEC | 100004366.jpg
100004367 | A/C INDOOR FAN BLOWER 10CM X 71CM CHIGO 18000 BTU AS PER SAMPLE PICTURE |  | HVAC | 100004367.jpg
100004369 | PLYWOOD 240CM X 120CM X 18MM |  | CARP | 100004369.jpg
100004370 | PLYWOOD 240CM X 120CM X 8MM |  | CARP | 100004370.jpg
100004371 | MOSAIC TILES 30 X 30CM; THICKNESS 2CM (PATTERN AND COLOR AS PER SAMPLE PICTURE) |  |  | 100004371.jpg
100004373 | IRON PIPE 4" X 1/8" X 6 METER |  | PLUMB | 100004373.jpg
100004368 | PVC CORNICE MOULDING 4CM X 2 MTR. |  | CARP | 100004368.JPG
100004377 | A/C INDOOR FAN BLOWER CHIGO 30CM X 57CM AS PER SAMPLE PICTURE |  | HVAC | 100004377.jpg
100004378 | OSRAM DULUX LAMP CFL 18 WATT 220 VOLT 4 pin 22” |  | ELEC | 100004378.jpg
100004380 | MEASURING PIPETTE 1-1/ 10ML | WTP030 | OMSP | 100004380.jpg
100004372 | THREE PHASE CURRENT CONTROL MICROMAX MODEL: MC-1000-X AS PER SAMPLE PICTURE |  | ELEC | 100004372.JPG
100004381 | MEASURING PIPETTE 5-1/ 10ML | WTP029 | OMSP | 100004381.jpg
100004374 | LIQUID LEVEL CONTROL MICRO MAX MODEL: LLC-101 WITH THREE LIQUID SENSOR COMPLETE SET AS PER SAMPLE PICTURE | LLC-101 | ELEC | 100004374.JPG
100004375 | FAN SWITCH/DIMMER WITH ON/OFF BUTTON |  | ELEC | 100004375.JPG
100004376 | FLUORESCENT FIXTURE TUBE LIGHT 1x150CM, 58W, 220VAC |  | ELEC | 100004375.JPG
100004382 | COLLABORATION CHECK GAS | WTP001 | OMSP | 100004382.jpg
100004385 | 6006-2RS RADIAL BALL BEARING 30 X 55 X 13 | WTP075 | OMSP | 100004385.jpg
100004379 | , A/C COMPRESSOR 9000 BTU CARRIER 220-24-V 50Hz (PH165G1C-4DZDE1) 303024084G |  | HVAC | 100004379.JPG
100004388 | GATE VALVE PPR 1 ½’’ |  | PLUMB | 100004388.jpg
100004397 | ELBOW PPR 1/2" 45º |  | PLUMB | 100004397.jpg
100004398 | MEASURING PIPETTE 10-1/ 10ML | WTP028 | OMSP | 100004398.jpg
100004383 | PCB repair KIT for CARRIER S0006AX3A934F0148-CE.KFR26G/Y.T6(EFT)D.0(ROHS AS PER SAMPLE PICTURE | WTP107 | HVAC | 100004383.JPG
100004384 | CEILING PIPE TYPE EXHAUST FAN/SILENT DUCT FAN FRAME SIZE:25CM X 25CM INNER SIZE 20CM X 20CM 35W 50HZ 220VAC 180M3H 160PA 40DB AS PER SAMPLE PICTURE |  | ELEC | 100004384.JPG
100004399 | MEASURING PIPETTE 25-1/ 10ML | WTP027 | OMSP | 100004399.jpg
100004386 | EXHAUST FAN BLOWER AS PER SAMPLE PICTURE |  | HVAC | 100004386.JPG
100004387 | WATER HEATER ELEMENT 4500W X 500MM 3P 380VAC WITH THERMOSTAT 10A AS PER SAMPLE PICTURE |  | PLUMB | 100004387.JPG
100004400 | MEASURING PIPETTE 50-1/ 10ML | WTP026 | OMSP | 100004400.jpg
100004389 | ELEMENT WATER HEATER 3000W, 230V, 425MM (TURKEY), SCREW TYPE1” AS PER SAMPLE PICTURE |  | ELEC | 100004389.JPG
100004390 | FINDER RELAY 10AMPS 220VAC | WTP127 | ELEC | 100004390.JPG
100004391 | DOUBLE TAP VALVE 1/2" AS PER SAMPLE PICTURE |  | PLUMB | 100004391.JPG
100004392 | WESTERN CERAMIC COMMODE WITH FLUSH TANK COMPLETE SET 37x80CM |  | PLUMB | 100004392.JPG
100004393 | EMERGENCY LIGHT FIXTURES MODUS HELIOS H/3SE/18 IP65 18WATT 230VAC 50HZ AS PER SAMPLE PICTURE | WTP049 | ELEC | 100004393.JPG
100004394 | WALL MOUNTED FAN HEATER P=5.03KW, 400VAC 3P, 7.4A AS PER SAMPLE PICTURE |  | HVAC | 100004394.JPG
100004395 | PVC CORNICE MOULDING WOODEN COLOUR 6CM X 2MTR AS PER SAMPLE PICTURE |  | CARP | 100004395.JPG
100004396 | CYLINDER LOCK FOR PANIC BAR LOCK 80CM ONE SIDE KEY AS PER SAMPLE PICTURE |  | CARP | 100004396.JPG
100004401 | GAMAK BLOWER MOTOR-50Hz/30.5A/15kW/380V DELTA /IP55/1450RPM |  | HVAC | 100004401.jpg
100004402 | VOLUMETRIC PIPETTE 5ML | WTP024 | OMSP | 100004402.jpg
100004403 | VOLUMETRIC PIPETTE 10ML | WTP023 | OMSP | 100004403.jpg
100004404 | VOLUMETRIC PIPETTE 25ML | WTP021 | OMSP | 100004404.jpg
100004405 | VOLUMETRIC PIPETTE 20ML | WTP022 | OMSP | 100004405.jpg
100004406 | VOLUMETRIC PIPETTE 50ML | WTP020 | OMSP | 100004406.jpg
100004407 | VOLUMETRIC PIPETTE 100ML | WTP019 | OMSP | 100004407.jpg
100004408 | ABB MAIN BREAKER 63A, 220-415V, BRAND: ABB, Made in Italy, S/N: BCA1131215 |  | ELEC | 100004408.jpg
100004409 | PIPPETE TIPS 1.0ML-5.0ML PK/75 | WTP133 |  | 100004409.jpg
100004410 | DRYING OVEN | WTP161 |  | 100004410.jpg
100004412 | AUTO CLAVE | WTP153 |  | 100004412.jpg
100004413 | FOC INCUBATOR MODEL # 225 | WTP155 | OMSP | 100004413.jpg
100004414 | BUSHING REDUCER PVC 1 1/2" X 1 1/4" SCHEDULE 80 |  | PLUMB | 100004414.jpg
100004416 | FIRST POWER FP12250 BATTERY 12V 25 AH | N/A | ELEC | 100004416.jpg
100004411 | FLUSH TANK VALVE 1/2" COMPLETE SET AS PER SAMPLE PICTURE | WTP159 | PLUMB | 100004411.JPG
100004434 | FG WILSON FAN BELT 998-992 | 998-992 | POWERG | 100004434.jpg
100004438 | TURBO CHARGER ASSY. 3594163 (H140513132) MODEL: K50 | 3594163 (H140513132) | POWERG | 100004438.jpg
100004439 | FG WILSON BELT 10000-44602 | 10000-44602 | POWERG | 100004439.jpg
100004415 | CROSS FLOW FAN BLADE, DIA. 95MM X LENGTH 595MM (FIT TO SAMSUNG 12000BTU A/C INDOOR UNIT) |  | HVAC | 100004415.JPG
100004440 | FG WILSON V BELT 981-209 | 981-209 | POWERG | 100004440.jpg
100004417 | V BELT A43 | A43 | POWERG | 100004417.jpg
100004418 | V BELT B45 | B45 17x1150 | POWERG | 100004418.jpg
100004419 | V BELT B50 | B50 | POWERG | 100004419.jpg
100004420 | V BELT 6PK1155 | 6PK1155 | POWERG | 100004420.jpg
100004421 | V BELT PX POWER-K2263 | PX POWER-K2263 | POWERG | 100004421.jpg
100004422 | V BELT 8N-6717 DF | 8N6717DF | POWERG | 100004422.jpg
100004423 | V BELT A-39 | A-39 | POWERG | 100004423.jpg
100004424 | V BELT A-46 | A-46 | POWERG | 100004424.jpg
100004425 | V BELT BX 27 17 X 729 | BX27 17X729 | POWERG | 100004425.jpg
100004426 | V BELT SK-50 | SK-50 | POWERG | 100004426.jpg
100004427 | V BELT SPA 3350 LW | SPA3350LW | POWERG | 100004427.jpg
100004428 | V BELT A-63 | A-63 | POWERG | 100004428.jpg
100004429 | V BELT 17 X 1615 LI B65 | 17X1615LI-B65 | POWERG | 100004429.jpg
100004430 | V BELT B66 | 17X1640LI-B66 | POWERG | 100004430.jpg
100004431 | OLYMPIAN BELT 909-052 | 909-052 | POWERG | 100004431.jpg
100004432 | OLYMPIAN BELT 909-036 | 909-036 | POWERG | 100004432.jpg
100004433 | BELT BX65 | BX65 | POWERG | 100004433.jpg
100004441 | VFG WILSON FAN BELT 981-211 | 981-211 | POWERG | 100004441.jpg
100004435 | V BELT 13X850LI | 13X850LI | POWERG | 100004435.jpg
100004436 | V BELT A-48 13 X 1180LI | A-48 | POWERG | 100004436.JPG
100004437 | V BELT 2614B 558 043 | 2614B 555 | POWERG | 100004437.jpg
100004442 | VOLVO BELT 1066823 | 1066823 | POWERG | 100004442.jpg
100004443 | VOLVO BELT 3838617 | 3838617 | POWERG | 100004443.jpg
100004453 | CAT BELT 284-8095 | 284-8095 | POWERG | 100004453.jpg
100004464 | CUMMINS WATER PUMP 4089301 | 4089301 | POWERG | 100004464.jpg
100004465 | CABLE TRUNKING / CONDUIT 33 MM X 33 MM | CONDUIT33x33mm | ELEC | 100004465.jpg
100004466 | DISHWASHING LIQUID 5 LITERS ANY BRAND | ELT1617 | OMSP | 100004466.jpg
100004444 | V BELT CH12032 | CH12032 | POWERG | 100004444.jpg
100004445 | BELT A-49 | A-49 | POWERG | 100004445.jpg
100004446 | V BELT 2614B553 | 2614B553 | POWERG | 100004446.jpg
100004447 | V BELT A69 | A69 | POWERG | 100004447.jpg
100004448 | V BELT B77 | A69 | POWERG | 100004448.jpg
100004449 | BELT 9.5 X 8 X 1275 LA | 1275 LA | POWERG | 100004449.jpg
100004450 | V BELT A38 | A38 | POWERG | 100004450.jpg
100004451 | V BELT A31 | A31 | POWERG | 100004451.jpg
100004452 | V BELT 3310 | 3310 | POWERG | 100004452.jpg
100004469 | SUPER GENERAL OUTDOOR FAN BLADE 400 | General 400 | HVAC | 100004469.jpg
100004454 | V BELT A 40 | A 40 | POWERG | 100004454.jpg
100004455 | V BELT B 53 | B53 | POWERG | 100004455.jpg
100004456 | V-BELT B71 (17X11X1753Li) | B71 (17X11X1753Li) | POWERG | 100004456.JPG
100004457 | B7-30-10 MINI CONTACTOR WITH SCREW CONNECTION, 3 POLE, 1 AUXILIARY-NO, 16AMP, 600VAC, 24V COIL, HEIGHT 57.5MM x WIDTH 52.5MM x DEPTH 46.5MM |  | HVAC | 100004457.JPG
100004458 | ANCHOR BOLT STEEL 12MM WITHOUT HEAD WITH FISHER AS PER SAMPLE PICTURE |  | OMSP | 100004458.JPG
100004459 | MAGNETIC CONTACTOR MC-12a, 3 POLE, AUXILIARY 1NO, 12AMP, 600VAC, 220V COIL, 50Hz; HEIGHT 73.5MM X WIDTH 45MM X DEPTH 80.4MM AS PER SAMPLE PICTURE | MC-12A | HVAC | 100004459.JPG
100004460 | V BELT B59 | B59 | POWERG | 100004460.jpg
100004461 | V BELT B48 | B48 | POWERG | 100004461.jpg
100004462 | V BELTB84 | B84 | POWERG | 100004462.jpg
100004463 | V BELT 17 X 144OLI B58 | 17X144OLI B58 | POWERG | 100004463.jpg
100004470 | SAMSUNG A/C OUTDOOR FAN BLADE 375 | 375 | HVAC | 100004470.jpg
100004473 | FUEL INJECTOR, PART# 10000-18376 FG WILSON | 10000-18376 | POWERG | 100004473.jpg
100004476 | PIPE PVC 10" SCH 80 X 4MTR. | 10" SCHE 80 X 4MTR. | PLUMB | 100004476.jpg
100004467 | ALUMINUM DOOR HINGE 4" AS PER SAMPLE PICTURE |  | OMSP | 100004467.JPG
100004468 | UNIVERSAL A/C CONTROL SYSTEM | N/A | HVAC | 100004468.jpg
100004477 | PIPE PPR 2.5" X 4 MTR. | PPR 2.5" X 4 MTR. | PLUMB | 100004477.jpg
100004478 | PVC MALE ADAPTOR 4" SCH 40 | PL3302 | PLUMB | 100004478.jpg
100004471 | ANTI-SIPHON BACKFLOW PREVENTER WATTSS MODEL: 008PCQT-3/4" AS PER SAMPLE PICTURE | 008PCQT-3/4" | PLUMB | 100004471.JPG
100004472 | IGNITER 220/230/240VAC 50/60HZ TYPE NI 400 LE 4K HS: 100-400W HI: 70-400W HI-CE 35-400W AS PER SAMPLE PICTURE | NI 400 LE 4K | ELEC | 100004472.JPG
100004479 | CLIP PPR 1 1/4" | PL3390 | PLUMB | 100004479.jpg
100004474 | PIPE INSULATION BLACK COLOR AREO FLUX 1/2" (11278) | AREO FLUX 1/2" 11278 | HVAC | 100004474.jpg
100004475 | PIPE INSULATION BLACK COLOR AREO FLUX 1" (112138) | AREO FLUX 1" 112138 | HVAC | 100004475.jpg
100004480 | PVC PIPE 1/2" SCHE 40 X 4 MTR. | 1/2" SCHE 40 X 4 MTR. | PLUMB | 100004480.jpg
100004481 | NIPPLE ADAPTOR 1/2" X 1" CHROME |  | PLUMB | 100004481.jpg
100004483 | PVC PIPE 6" SCHE 40 X 4 MTR. | 6" SCHE 40 X 4 MTR. | PLUMB | 100004483.jpg
100004484 | PVC PIPE 1" SCHE 40 X 4 MTR. | 1" SCHE 40 X 4 MTR. | PLUMB | 100004484.jpg
100004485 | GASKET FOR FLANGE 6" 8 HOLE | PL3717 | PLUMB | 100004485.jpg
100004486 | 6 BOLT HOLES RUBBER FLANGE GASKET 3” | PL3718 | PLUMB | 100004486.jpg
100004482 | 3” RUBBER EXPANSION JOINT 65mm | PL3468 | PLUMB | 100004482.jpg
100004487 | FLOAT VALVE 2” BRASS |  | PLUMB | 100004487.jpg
100004488 | PIPE PVC 1 1/2" SCH 40 X 4 MTR. | 1 1/2" SCHE 40 X 4 MTR. | PLUMB | 100004488.jpg
100004489 | GI PIPE 2 1/2" X 6 MTR. | GI PIPE | PLUMB | 100004489.jpg
100004490 | A/C INDOOR FAN BLOWER 10CM X 59CM CHIGO 12000 BTU AS PER SAMPLE PICTURE |  | HVAC | 100004490.jpg
100004491 | PVC PIPE 10" SCHE 40 X 4 MTR. | 10" SCHE 40 X 4 MTR. | PLUMB | 100004491.jpg
100004493 | PVC MALE ADAPTOR 4" SCH 80 | PL3996 | PLUMB | 100004493.jpg
100004494 | PLASTIC HOSE PIPE 1/2" | PL4011 | PLUMB | 100004494.jpg
100005504 | A/C COMPRESSOR 24000 BTU CHIGO-LRA-60 220-240 VOLT-12,3A |  | HVAC | 100005504.jpg
100005505 | LEGRAND TWO PIN WALL SOCKET SINGLE -13A |  | ELEC | 100005505.jpg
100004492 | 4” RUBBER EXPANSION JOINT 100mm | PL3993 | PLUMB | 100004492.jpg
100005507 | GI SADDLE CLAMP ¾” |  | OMSP | 100005507.jpg
100005508 | EMT PULL ELBOW 3/4" |  | ELEC | 100005508.jpg
100005502 | CONNECTOR 5 WAY BRASS FOR PRESSURE VESSEL, 1" X 1" X 1" X ¼" X ¼", LENGTH: 82MM. |  | PLUMB | 100005502.JPG
100005509 | CLAMP-ON SADDLE WITH EPDM O-RING, SCH 80 PVC, 4" IPS OD X 1/2" NPT FEMALE | 867-415SR | ELEC | 100005509.jpg
100005510 | PRESSURE TANK 50 LITER AQUASYSTEM VAV50 | AQUASYSTEM VAV50 | PLUMB | 100005510.jpg
100005511 | COUPLING ¾ EMT |  | ELEC | 100005511.jpg
100005512 | UNION BLACK STEEL 100 MM (4") |  | PLUMB | 100005512.jpg
100005513 | GLOBAL VALVE P/N CH1130-Z, TYPE GT-150, SIZE 4, CLASS 150, 286PSI@100F MAX, BODY WCB, ASME B16.34 | CH1130-Z, | PLUMB | 100005513.jpg
100005515 | WINDOW GLASS CLEAR 4MM MADE IN CHINA 49x89cm |  | CARP | 100005515.jpg
100005516 | FLEETGUARD AIR FILTER AF2616 | AF2616 | POWERG | 100005516.jpg
100005519 | BATTERY (CLASSIC-6-TCX-150 AMP 12 VOLT) ACCORDING TO PICTURE SIZE LENGTH 38CM HIGHT 32CM WIDE |  | POWERG | 100005519.jpg
100005520 | PT FUSE (TYPE: EVT/3M, VOLT: 12KV, AMP: 3A, 10K, FUSE LENGTH: 20 CM) | EVT/3M, | ELEC | 100005520.jpg
100005514 | PUSH BAR LOCK SET (80CM) SIMPLE MADE IN TURKEY |  | CARP | 100005514.jpg
100005521 | GI SHEET MUFFLER WITH 390CM LENGTH 8-1/2"(43CM) DIAMETER 18GAUGE GI SHEET WITH RAIN PREVENTION CAP |  | OMSP | 100005521.jpg
100005522 | PVC ELBOW 8” 445D SCH 80 |  | PLUMB | 100005522.jpg
100005517 | STAINLESS STEEL COUPLINGS NIPPLE CONNECTOR (2" X 3") |  | PLUMB | 100005517.JPG
100005518 | FAN SWITCH/DIMMER WITH ON/OFF BUTTON |  | ELEC | 100005518.JPG
100005523 | PVC COUPLING 8” SCH 80 |  | PLUMB | 100005523.jpg
100005524 | ALUMINUM CABLE STEEL REINFORCED 400MM2, 15-24KV |  | ELEC | 100005524.jpg
100005525 | POLYMERIC PIN INSULATORS FOR 15 KV TO INCLUDE SHACKLE FOR CONNECTION TO POLE |  | POWERG | 100005525.jpg
100005526 | POST INSULATOR W/ NUT & BOLT 15KV |  | POWERG | 100005526.jpg
100005527 | BOLTED STRAIN CLAMP ALUMINUM FOR 400MM2 CABLE |  | ELEC | 100005527.jpg
100005528 | STRAIN WIRE CLAMP FOR 400MM2 CABLE |  | ELEC | 100005528.jpg
100005529 | OVERHEAD LINE TENSIONER |  | POWERG | 100005529.jpg
100005536 | CONDENSER CLEANER SPRAY G2G FOAM+ | G2G FOAM+ | HVAC | 100005536.jpg
100005538 | CHIGO OUTDOOR FAN BLADE 24000 BTU |  | HVAC | 100005538.jpg
100005540 | CHIGO OUTDOOR FAN BLADE 18000 BTU |  | HVAC | 100005540.jpg
100005542 | CHIGO OUTDOOR FAN BLADE 12000 BTU |  | HVAC | 100005542.jpg
100005530 | DOUBLE P TRAP FOR KITCHEN SINK |  | PLUMB | 100005530.JPG
100005531 | A/C REVERSING VALVE 24000 BTU |  | HVAC | 100005531.JPG
100005532 | A/C REVERSING VALVE 18000 BTU |  | HVAC | 100005532.JPG
100005533 | A/C REVERSING VALVE 12000 BTU |  | HVAC | 100005533.JPG
100005534 | A/C REVERSING VALVE 9000 BTU |  | HVAC | 100005534.JPG
100005535 | EVAPORATOR CLEANER SPRAY G2G CARE | G2G CARE | HVAC | 100005535.JPG
100005544 | CHIGO OUTDOOR FAN BLADE 9000 BTU |  | HVAC | 100005544.jpg
100005537 | CHIGO PCB KIT 24000 BTU KFR-66W/BC/2340W | KFR-66W | HVAC | 100005537.JPG
100005547 | FUSE 16AMP |  | ELEC | 100005547.jpg
100005539 | CHIGO PCB KIT18000 BTU /KFR-51W/BC/1865W/220V | KFR-51W/BC/1865W | HVAC | 100005539.JPG
100005548 | FUSE 20 AMP |  | ELEC | 100005548.jpg
100005541 | CHIGO PCB KIT 12000 BTU / KFR-32W/AC/1190W/220V | KFR-32W/AC | HVAC | 100005541.JPG
100005549 | FUSE 25 AMP |  | ELEC | 100005549.jpg
100005543 | CHIGO PCB KIT12000 BTU /KFR-25W/AC/620w/220V | KFR-25W/AC | HVAC | 100005543.JPG
100005551 | LAMP CFL 32 WATT SCREW TYPE |  | ELEC | 100005551.jpg
100005545 | ALUMINUM SLIDING WINDOW HANDLE – WHITE. |  | CARP | 100005545.jpg
100005546 | DOUBLE ABOVE SWITCH WATER PROOF |  | ELEC | 100005546.JPG
100005552 | FUSE 63 AMP |  | ELEC | 100005552.jpg
100005557 | ROOFING SELF TAPPING SCREW 1 1/4" BY BOX |  | PLUMB | 100005557.jpg
100005559 | CABLE TRUNKING /CONDUIT 40MM X 20MM |  | ELEC | 100005559.jpg
100005550 | 3/4" AUTOMATIC AIR VENT VALVE BRASS AIR RELEASE VALVE | BRASS | PLUMB | 100005550.jpg
100005561 | CABLE CLIP 16MM |  | ELEC | 100005561.jpg
100005563 | ZIP TIE / CABLE TIE L: 250MM X W: 3.6MM |  | ELEC | 100005563.jpg
100005553 | WALL MOUNT DOUBLE SOCKET WATERPROOF | WATERPROOF | ELEC | 100005553.JPG
100005554 | THREE WAY ELECTRICAL UNDER WALL LIGHT SWITCH |  | ELEC | 100005554.JPG
100005555 | THREE WAY ELECTRICAL LIGHT SWITCH WATER PROOF |  | ELEC | 100005555.JPG
100005556 | SMOKE DETECTOR BWK 424 | BWK 424 | ELEC | 100005556.JPG
100005568 | AQUA SYSTEM SPHERICAL PRESSURE TANK 10 BAR | VAS24 | PLUMB | 100005568.jpg
100005558 | Double Under Wall , 1 Way Switched Power Socket, 32 Ampere (As per sample pictures) |  | ELEC | 100005558.JPG
100005571 | DIGITAL TIMER 230V 10A |  | ELEC | 100005571.jpg
100005560 | PROJECTOR HALOGEN LIGHT 150 W |  | ELEC | 100005560.JPG
100005575 | WATER SEPARATOR FILTER 10/10 |  | POWERG | 100005575.jpg
100005562 | CHIGO PCB KIT 24000 BTU |  | HVAC | 100005562.JPG
100005576 | WATER SEPARATOR FILTER 2010 |  | POWERG | 100005576.jpg
100005564 | ROOM HEATER 3KW |  | ELEC | 100005564.JPG
100005565 | ROOM HEATER 5KW |  | ELEC | 100005565.JPG
100005566 | SWITCH PUSH BUTTON 16A (GREEN/RED) |  | ELEC | 100005566.JPG
100005567 | FLASH VALVE 1/2" FOR COMMODE TANK |  | PLUMB | 100005567.JPG
100005577 | WELDING ROD 3MM |  | OMSP | 100005577.jpg
100005569 | FLOAT SWITCH FOR WELL PUMP |  | PLUMB | 100005569.JPG
100005570 | RUBBER WASHER 3/4" | FOR TAP & FITTING | PLUMB | 100005570.JPG
100005580 | CABLE TRUNKING /CONDUIT 16MM X 16MM |  | ELEC | 100005580.jpg
100005572 | SWING MOTOR FOR INDOOR UNIT 12V |  | HVAC | 100005572.JPG
100005573 | REVERSING VALVE 12000 BTU |  | HVAC | 100005573.JPG
100005574 | FAUCET MIXER PIPE |  | PLUMB | 100005574.jpg
100005581 | OIL PAINT 1-KG (SILVER) |  | OMSP | 100005581.jpg
100005585 | DEAD BREAK ELBOW (SIZE: 300MM2, PART#: K656BLR, VOLT: 16, 2 KV, L – G, BRAND: ELASTMOLD) | K656BLR, | POWERG | 100005585.jpg
100005586 | PMS (PAD MOUNTED SWITCH) BUSHING (RTP, VOLT: 15 KV, 600AMP, BRAND:GE-(GENERAL ELECTRIC) |  | POWERG | 100005586.jpg
100005578 | WASHER 1/2" |  | PLUMB | 100005578.JPG
100005579 | WASHER 1" |  | PLUMB | 100005579.JPG
100005587 | GREASE NIPPLES 1/8' BSP 10000-02679 FG WILSON | 10000-02679 FG WILSON | OMSP | 100005587.jpg
100005588 | SCIENTIFIC ELECTRONICS BOARD, PART#: 0333-4764104 | 0333-4764104 | ELEC | 100005588.jpg
100005582 | CHANGE VALVE FOR A/C 24000BTU |  | HVAC | 100005582.JPG
100005583 | ZURN - P6000-ECR-WS1-RK - TOILET REBUILD KIT, 1.6 GAL | P6000-ECR-WS1-RK | PLUMB | 100005583.JPG
100005584 | ZURN AQUAVANTAGE P6000-EUA-EWS DIAPHRAGM KIT 0.5 GPF (FOR URINALS) | P6000-EUA-EWS | PLUMB | 100005584.JPG
100005589 | METAL SCREW 6MM |  | CARP | 100005589.jpg
100005591 | TRANSFORMER, DRY-TYPE DISTRIBUTION, EATON CUTLER HAMMER S34N12S26 | S34N12S26 | ELEC | 100005591.jpg
100005597 | WINDOW GLASS CLEAR 4MM MADE IN CHINA 49CM X 89CM |  | CARP | 100005597.jpg
100005598 | AIR FILTER AF265 | AF265 | POWERG | 100005598.jpg
100005599 | FUEL FILTER P550687 | P550687 | POWERG | 100005599.jpg
100005590 | TRANSFORMER, TYPE B03-01A, (INPUT: 220VAC 50HZ – OUTPUT 10 8VAC 500MA) FOR USE WITH CHIGO INDOOR UNIT 12000 BTU. |  | HVAC | 100005590.JPG
100005600 | AIR FILTER AF4874 | AF4874 | POWERG | 100005600.jpg
100005592 | CONTACTOR (KOHTKTOP KM N -22510 AC1= 25 A /AC3= 40 A/ 230 VOLTS= 5,5 KVA, 400 VOLTS= 11 KVA, 660 VOLTS= 15 KVA SCHNEIDER ELECTRICS |  | ELEC | 100005592.JPG
100005593 | RELAY ITH 10 AMP/UI 690 V SCHNEIDER ELECTRIC/COIL -KY 25-32/UC230B-/50LU) |  | ELEC | 100005593.JPG
100005594 | ASC RTU CONTROLLER MODEL: BAC-8304-56 | BAC-8304-56 | HVAC | 100005594.JPG
100005595 | FAN RELAY DELTROL CONTROLS 267TM DPDT 24VAC S155D | 267TM | HVAC | 100005595.JPG
100005596 | PCB HONEYWELL 1084-83-8514A 100269-02 1084-851 | 1084-83-8514A | HVAC | 100005596.JPG
100005602 | EMERGENCY LIGHT BATTERY Y12-6L, 6V 12AH C20 ACCORDING TO PICTURE |  | OMSP | 100005602.jpg
100005604 | HOSE 983-191 FG WILSON | 983-191 FG WILSON | POWERG | 100005604.jpg
100005605 | HOSE CLIP 982-151 FG WILSON | 982-151 FG WILSON | POWERG | 100005605.jpg
100005608 | BLACK STEEL PIPE 350CM X 8 ½” X 3MM |  | OMSP | 100005608.jpg
100005601 | CHIGO A/C INDOOR COVER WITH DISPLAY SCREEN FOR 24000 BTU |  | HVAC | 100005601.JPG
100005610 | RAIN PREVENTION CAP 8-1/2” |  | OMSP | 100005610.jpg
100005603 | PHOTO RELAY MODEL: MPS-101 AC-160-260V/50-60HZ, LOAD 10A, INPUT: WHIT&BLCK OUTPUT: WHITE&RED ACCORDING TP PICTURE |  | ELEC | 100005603.jpg
100005611 | ENGINE INTERFACE MODULE (EIM) 630-466 FG WILSON 24VDC MODEL: EIM PLUS, TYPE: 859767 | 630-466 FG WILSON | POWERG | 100005611.jpg
100005612 | TRANE SCROLL COMPRESSOR MODEL: CSHD161K0A0M VOLTAGE – 1 (460V 3P 60HZ)VOLTAGE – 2 (380-415 / 3 / 50HZ), MAX 31AMP LRA 158A R410A SERVICE P/N COM09151 | CSHD161K0A0M | HVAC | 100005612.jpg
100005607 | CHIGO PCB KIT 9-BTU |  | HVAC | 100005607.JPG
100005613 | GROUNDING CABLE SOFT STRAND (YELLOW/GREEN) 1 X 120MM |  | ELEC | 100005613.jpg
100005609 | SUPER GENERAL COMPRESSOR 18000 BTU, HIGHLY SHZ33LC2-S 220 – 240V, 50HZ, 1PHASE, R22, LRA 42 | SHZ33LC2-S | HVAC | 100005609.jpg
100005614 | GROUNDING ALLIGATOR CLAMP |  | ELEC | 100005614.jpg
100005615 | PRESSURE GAUGE 0-4 BAR |  | HVAC | 100005615.jpg
100005616 | BUSHING REDUCER GI 15MM X 10MM |  | PLUMB | 100005616.jpg
100005618 | PAINT, JOTUN PENGUARD TOPCOAT , 20LTR- COLOR CODE: GREY 136 |  | OMSP | 100005618.jpg
100005620 | JOTUN THINNER NO. 17 - 5LTR |  | OMSP | 100005620.jpg
100005626 | INDOOR UNIT BLOWER FAN FOR 12000 BTU A/C |  | HVAC | 100005626.jpg
100005627 | INDOOR UNIT BLOWER FAN FOR 24000 BTU A/C |  | HVAC | 100005627.jpg
100005617 | MAGNETIC CONTACTOR 25 AMP 220-240V | 25 AMP | ELEC | 100005617.JPG
100005628 | HUMMER ARRESTER 1/2" ( PRESSURE CONTROLLER) |  | OMSP | 100005628.jpg
100005619 | SIKAFLIX GLUE |  | CARP | 100005619.JPG
100005629 | WINDOW GLASS 4MM 72CM x 69CM |  | CARP | 100005629.jpg
100005621 | A/C COMPRESSOR SAMSUNG 24000BTU 220-240V 50 HZ LRA:63 |  | HVAC | 100005621.JPG
100005622 | FLARE NUT 5/8" |  | HVAC | 100005622.JPG
100005624 | COPPER UNION 3/8 |  | HVAC | 100005624.JPG
100005625 | PANEL METER 1000A |  | HVAC | 100005625.JPG
100005630 | PROLEC PADMOUNTED STEP DOWN TRANSFORMER, 750KVA, 3PH, ONAN CLASS, 50 HZ, SERIAL#M10114660, HV: 15000, LV: 380Y/220, GALLONS OF OIL TYPE I: 223, TOTAL WEIGHT: 29 |  | POWERG | 100005630.jpg
100005632 | FIRE EXTINGUISHER 60-KG REFILL DRY POWDER |  | OMSP | 100005632.jpg
100005633 | FUEL INJECTION PUMP 1104-44 PERKINS | 1104-44 PERKINS | POWERG | 100005633.jpg
100005635 | ZIP TIE /CABLE TIE 300MM |  | ELEC | 100005635.jpg
100005636 | COPPER PIPE 1/4" FOR HVAC |  | HVAC | 100005636.jpg
100005642 | TEE PVC 6" SCH 80 - 90DEGREE |  | PLUMB | 100005642.jpg
100005643 | MOTOR AAH100L4B, 3KW 278/480VOLT 1720RPM FOOT MOUNTED | AAH100L4B | HVAC | 100005643.jpg
100005634 | LIQUID LINE FILTER DRIER – ALCO EK-164 S SWEAT CONNECTION INLET ½” ODF – OUTLET ½” ODF | ALCO EK-164 S | HVAC | 100005634.JPG
100005644 | BUSHING REDUCER PVC 6'' X 4'' SCH 80 |  | PLUMB | 100005644.jpg
100005645 | BOLT 8" |  | CARP | 100005645.jpg
100005637 | SIMPLE GREEN ALL-PURPOSE CLEANER (ONE LITER/BOTTLE) |  | OMSP | 100005637.JPG
100005638 | PVC WINDOW LOCK GRIP |  | CARP | 100005638.JPG
100005639 | FRENCH DOOR FINGER |  | CARP | 100005639.jpg
100005640 | PVC DOOR LOCK MACHINE 5" |  | CARP | 100005640.JPG
100005650 | CLEAR WIRED GLASS 71 CM X 160 CM X 3MM |  | CARP | 100005650.jpg
100005651 | WINDOW GLASS CLEAR 5MM MADE IN CHINA 120CMX240CM |  | CARP | 100005651.jpg
100005652 | GLASS MIRROR 150CM X 100CM X 5MM |  | CARP | 100005652.jpg
100005654 | PLASTIC TANK 2000LT CAPACITY HORIZONTAL TYPE WITH 3/4 FAUCET |  | PLUMB | 100005654.jpg
100005646 | LIQUID LINE FILTER DRIER – RHEEM EMERSON 83-EK-309S SWEAT CONNECTION, INLET 1-1/8" ODF – OUTLET 1-1/8" (UNI-DIRECTIONAL) | 83-EK-309S | HVAC | 100005646.JPG
100005647 | TRANE COMPRESSOR; SCROLL, SSA083A4BPA, 6.9 TON, VOLTAGE/HZ/PHASE 460/60/3 - 380/420/50/3, LRA (I-BLOCK) @ 60 HZ: 100, LRA (I-BLOCK) @ 50 HZ: 90.5-101.0, R410A, | SSA083A4BPA | HVAC | 100005647.jpg
100005648 | V-BELT, 62" A62 DAYTON P/N 3X624 | A62 | OMSP | 100005648.JPG
100005649 | CAPACITOR, NEW GENTEQ 97F9632 C425R 25UF 440VAC 50/60HZ DIELEKTROL VI +6 -6% PROTECTED |  | HVAC | 100005649.JPG
100005655 | KARCHER PRESSURE WASHER 220VOLT K2.27 CCK COMPLETE WITH PRESSURE HOSES AND PRESSURE HOSE GUN |  | PLUMB | 100005655.jpg
100005656 | MEDIUM VOLTAGE 15-24 KV TERMINATION KIT FOR CABLE 3X150 MM2 ARMORED MADE IN: TURKEY |  | ELEC | 100005656.jpg
100005657 | STEEL BRUSH |  | CARP | 100005657.jpg
100005658 | CAMSHAFT AS 10000-54705 | 10000-54705 | POWERG | 100005658.jpg
100005659 | CRANKSHAFT AS 994-600 | 994-600 | POWERG | 100005659.jpg
100005660 | ROCKER SHAFT AS 998-928 | 998-928 | POWERG | 100005660.jpg
100005661 | TIMING COVER 995-288 | FG WILSON | POWERG | 100005661.jpg
100005662 | TIMING CASE 10000-16687 | 10000-16687 | POWERG | 100005662.jpg
100005663 | REAR OIL SEAL 992-866 | 992-866 | POWERG | 100005663.jpg
100005664 | MAIN BEARING SET +0.25MM |  | POWERG | 100005664.jpg
100005666 | CON ROD BEARING +0.25MM 994-577 | 994-577 | POWERG | 100005666.jpg
100005668 | FGWILSON OIL PRESSURE SENDER 622-333 | 622-333 | POWERG | 100005668.jpg
100005669 | OIL TEMPERATURE SENSOR KIT 10000-50034 | 10000-50034 | POWERG | 100005669.jpg
100005670 | MPU |  | POWERG | 100005670.jpg
100005671 | PRE-FUEL FILTER (SCREEN FUEL FILTER) 901-235 | 901-235 | POWERG | 100005671.jpg
100005672 | FAN DRIVE AS 996-511 | 996-511 | POWERG | 100005672.jpg
100005673 | CYLINDER HEAD AS 994-558 | 994-558 | POWERG | 100005673.jpg
100005674 | CON ROD ASSY 10000-76118 | 10000-76118 | POWERG | 100005674.jpg
100005675 | RADIATOR CAP 929-242 FGWILSON | 929-242 | POWERG | 100005675.jpg
100005676 | OIL PRESSURE SENSOR 996-601 | 996-601 | POWERG | 100005676.jpg
100005677 | WATER TEMP SENSOR 622-342 | 622-342 | POWERG | 100005677.jpg
100005678 | RELIEF VALVE-TIMING COVER 994-515 | 994-515 | POWERG | 100005678.jpg
100005679 | SEAL ORING 902-135 | 902-135 | POWERG | 100005679.jpg
100005680 | RELIEF VALVE RETURN 905-044 | 905-044 | POWERG | 100005680.jpg
100005682 | FUEL LINE 994-565 | 994-565 | POWERG | 100005682.jpg
100005684 | CABLE CLIP 200MM |  | ELEC | 100005684.jpg
100005685 | CABLE CLIP 240MM |  | ELEC | 100005685.jpg
100005686 | CABLE TRUNKING /CONDUIT 20MM X 20MM |  | ELEC | 100005686.jpg
100005687 | LEGRAND CIRCUIT BREAKER B63 230/400V 3P | B63 | ELEC | 100005687.jpg
100005688 | CABLE TRUCKING /CONDUIT 50X10MM |  | ELEC | 100005688.jpg
100005689 | CABLE TRUNKING /CONDUIT 120MM X 120MM |  | ELEC | 100005689.jpg
100005690 | STEEL CABLE CLAMP 20MM |  | ELEC | 100005690.jpg
100005692 | ANCHOR BOLT 14MM |  | HVAC | 100005692.jpg
100005693 | METAL SHEET 2MM (100CMX50CM) |  | OMSP | 100005693.jpg
100005694 | Flexible Pipe 1/2" For A/C |  | HVAC | 100005694.jpg
100005695 | CRANK SHAFT REAR OIL SEAL 10000-1861 | 10000-1861 | POWERG | 100005695.jpg
100005691 | CHIGO COMPRESSOR 12000 BTU 220-240 VOLT |  | HVAC | 100005691.JPG
100005696 | MAIN BEARING KIT 10000-18629 | 10000-18629 | POWERG | 100005696.jpg
100005697 | KIT BEARING 10000-18624 | 10000-18624 | POWERG | 100005697.jpg
100005698 | CYLINDER LINER 10000-18527 | 10000-18527 | POWERG | 100005698.jpg
100005699 | SEAL 10000-69106 | 10000-69106 | POWERG | 100005699.jpg
100005700 | KIT PISTON 10000-18627 | 10000-18627 | POWERG | 100005700.jpg
100005701 | KIT PISTON 10000-63002 | 10000-63002 | POWERG | 100005701.jpg
100005702 | SUMP GASKET 10000-18385 | 10000-18385 | POWERG | 100005702.jpg
100005705 | FUEL RAIL, PART#: 987-203 10000-70554 FG WILSON | 987-203 | POWERG | 100005705.jpg
100005706 | UNION 10000-17481 FG WILSON | 10000-17481 FG WILSON | POWERG | 100005706.jpg
100005707 | OLIVE 10000-17482 FG WILSON | 10000-17482 FG WILSON | POWERG | 100005707.jpg
100005708 | NUT 10000-17483 (10000-66009) FG WILSON | 10000-17483 | POWERG | 100005708.jpg
100005703 | JAAM LED LIGHT BULB 6W |  | ELEC | 100005703.jpg
100005704 | SIGNAL LIGHT (BEACON) AC 220V |  | POWERG | 100005704.JPG
100005709 | SPRING VALVE 3629007 CUMMINS | 3629007 CUMMINS | POWERG | 100005709.jpg
100005710 | MEDIUM VOLTAGE 15-24 KV TERMINATION KIT FOR CABLE 3 X 70 MM2 MADE IN: TURKEY |  | POWERG | 100005710.jpg
100005711 | CB 24-630 CABLE CONNECTOR 630 A FOR 12/20 24KV X 3 X 70MM | CB 24-630 | ELEC | 100005711.jpg
100005712 | CAP SCREW 996-037 FG WILSON (314086 PERKINS) | 996-037 FG WILSON | POWERG | 100005712.jpg
100005713 | WASHER PLAIN, PART#: 929-708 FG WILSON (318012 PERKINS) |  | POWERG | 100005713.jpg
100005719 | PVC DOOR 2MTR X 85CM |  | CARP | 100005719.jpg
100005720 | PVC WINDOW GLASS TWO SIDE VIEW 40 X 95CM |  | CARP | 100005720.jpg
100005721 | SPRAY PAINT COLOR BLACK |  | OMSP | 100005721.jpg
100005722 | DIODE ASSEMBLY (DIODE TYPE: T18 MACCALTE, VARISTOR SPECIFICATION: LF9, P420, L40, 12 05 |  | POWERG | 100005722.jpg
100005714 | A/C COMPRESSOR 24000 BTU AUX 220-240 VOLT LRA 60 |  | HVAC | 100005714.jpg
100005715 | PIPE INSULATION COPPER, BLACK COLOR, AEROFLUX 1/4" ID |  | PLUMB | 100005715.jpg
100005716 | DOUBLE BIBCOCK, ½” WALL MOUNTED, OM KNOB |  | PLUMB | 100005716.jpg
100005717 | LIGHT SWITCH/TOGGLE SWITCH, 3-WAY, 20 AMP, 120/277 VOLT/AC |  | ELEC | 100005717.jpg
100005718 | LIQUID LINE FILTER DRIER, SPORLAN C-164-S, SOLDER CONNECTION, (ODF) ½” |  | HVAC | 100005718.jpg
100005723 | FLAT WASHER M16 |  | POWERG | 100005723.jpg
100005724 | SPLICE KIT (FOR 10MM CABLE) |  | OMSP | 100005724.jpg
100005726 | WALL MOUNTED EXTRACTION FAN WITH AUTO LOUVER 400MM X 400MM |  | ELEC | 100005726.jpg
100005727 | 2" SUBMERSIBLE PUMP - V. 380/415, A. 13.5, HP: 58, HZ: 50, HP: 7.50, NR. 22/04685/14, RPM: 2820 PHASE 3 | SUMOTO | PLUMB | 100005727.jpg
100005728 | COMPLETE CHLORINE DOSING PUMP - SDP (SOLENOID DOSING PUMP), TYPE: SMM 210 02 AAE, L/H BAR: 2.10/3.7/6.4, VOLTAGE: 230 V, POWER/FUSE: 1 A, HZ: 50/60, S/N: E11E | SMM 210 02 | OMSP | 100005728.jpg
100005736 | END CAP CPVC 2” SCH 80 FPT |  | PLUMB | 100005736.jpg
100005725 | SCHNEIDER DELAY TIMER 240V |  | ELEC | 100005725.JPG
100005743 | TEXTILE BRAIDED HIGH PRESSURE HOSE R6 - 5/8 INCH, 24 BAR, TEMPERATURE RANGE: -40C TO +100C, COLOR: BLACK, SPECIFICATION: SAE100R6 |  | PLUMB | 100005743.jpg
100005748 | CLAMP, GROUNDING ROD, COPPER, 1 INCH |  | ELEC | 100005748.jpg
100005750 | SEAL OIL | 3016787 | POWERG | 100005750.jpg
100005729 | TRANSFORMER 220V VOLTEX (25+25-12V) |  | ELEC | 100005729.JPG
100005730 | UNION LOCK CYLINDER 7" FOR DOOR LOCK 7" |  | CARP | 100005730.jpg
100005731 | COMMONWEALTH ROTARY COOLING FAN MODEL FP20060 EX-S1-B AC220/240V 50/60HZ | FP20060 | ELEC | 100005731.JPG
100005732 | FAN BELT 924-949/SPB2060 FG WILSON | 924-949/SPB2060 FG WILSON | POWERG | 100005732.jpg
100005733 | SIEMENS - 3RT1046-1A MAGNETIC CONTACTOR | 3RT1046-1A | ELEC | 100005733.jpg
100005734 | BELT TIMING 541/398 PERKINS (909-036 FG WILSON) | 541/398 PERKINS | POWERG | 100005734.jpg
100005735 | AKFIX 705, CLEAR, SUPER-FAST ADHESIVE (0.7 OZ.) WITH ACTIVATOR, 3.38 OZ. KIT | AKFIX 705 | CARP | 100005735.jpg
100005751 | SEAL TAMPER PROOF 3640775 | 3640775 | POWERG | 100005751.jpg
100005741 | DOOR LOCK 7” (16.5CM X 8CM X 5.5CM) |  | CARP | 100005741.JPG
100005752 | GASKET GEAR HOUSING 3178076 | 3178076 | POWERG | 100005752.jpg
100005744 | EXHAUST FAN 8" PLASTIC SQUARE |  | ELEC | 100005744.JPG
100005745 | EXHAUST FAN 6" PLASTIC SQUARE |  | ELEC | 100005745.JPG
100005746 | SCREEN DOOR CLOSER, SYNECO – 271050, BROWN |  | CARP | 100005746.JPG
100005747 | LAMP, 230 VOLT, 250W E40 HIGH PRESURE SODIUM. |  | ELEC | 100005747.JPG
100005753 | GASKET GEAR COVER 3177760 | 3177760 | POWERG | 100005753.jpg
100005754 | GASKET SUPPORT 206416 | 206416 | POWERG | 100005754.jpg
100005755 | GASKET WATER PUMP 206193 CUMMINS | 206193 | POWERG | 100005755.jpg
100005756 | GASKET WATER PUMP 206455 CUMMINS | 206455 | POWERG | 100005756.jpg
100005757 | SEALANT LIQUID GASKET 3931904 | 3931904 | POWERG | 100005757.jpg
100005758 | GASKET ACC DRIVE SUPP 3046852 | 3046852 | POWERG | 100005758.jpg
100005761 | WATER PUMP 3643969 CUMMINS | 3643969 CUMMINS | POWERG | 100005761.jpg
100005762 | JOINT 908-295 |  | POWERG | 100005762.jpg
100005763 | SEAL INJECTOR 934-569 |  | POWERG | 100005763.jpg
100005764 | SEAL INJECTOR 934-570 |  | POWERG | 100005764.jpg
100005759 | V-BELT, DAYTON, A59, TOP WIDTH: 1/2", THICKNESS: 5/16", OUTSIDE LENGTH: 61" | A59 | HVAC | 100005759.JPG
100005760 | INDUSTRIAL CONTROL TRANSFORMER, SINGLE PHASE, 200VA, (INPUT VOLTAGE: 480, AMP 0.41) X (OUTPUT VOLTAGE: 230, AMP 0.86), 50/60 HZ, EN:61558-1 | EN:61558- | PLUMB | 100005760.JPG
100005765 | WASHER 973-519 |  | POWERG | 100005765.jpg
100005766 | SEAL O-RING 986-192 |  | POWERG | 100005766.jpg
100005767 | SEAL O-RING 995-649 |  | POWERG | 100005767.jpg
100005768 | SEAL O-RING 973-887 |  | POWERG | 100005768.jpg
100005769 | SEAL O-RING 973-885 |  | POWERG | 100005769.jpg
100005770 | SLEEVE 973-884 |  | POWERG | 100005770.jpg
100005771 | FUEL HOSE PX250-08 1/2", 4250 PSI WP EN857 2SC MSHA IC-215/0 EXCEEDS SAE 100R16 SIZE 1-MTR |  | POWERG | 100005771.jpg
100005772 | CONCRETE EXPANSION BOLT 40X17MM |  | OMSP | 100005772.jpg
100005773 | STEEL WASHER 17MM |  | OMSP | 100005773.jpg
100005777 | JUN-AIR INTAKE FILTER F/OF1200. PN. 5412455 | 5412455 | OMSP | 100005777.jpg
100005780 | OIL MOBIL 1 15W-50 SIZE 1 QT. BOTTLES FOR RAMVAC DENTAL VACUUM | 15W-50 | OMSP | 100005780.jpg
100005786 | WIRE MESH 3MM |  | ELEC | 100005786.jpg
100005788 | HEATING ELEMENT, SCREW-IN, 1500W/120V/1" NPT, FOLD-BACK TYPE, ULTRA LOW WATT DENSITY |  | PLUMB | 100005788.jpg
100005774 | STAINLESS STEEL NIPPLE 1" BOTH SIDE MALE THREADED |  | OMSP | 100005774.JPG
100005776 | STAINLESS STEEL NIPPLE 1/2" (BOTH SIDE MALE THREADED) |  | PLUMB | 100005776.jpg
100005789 | VALVE EXHAUST 3088389 CUMMINS | 3088389 CUMMINS | POWERG | 100005789.jpg
100005778 | SOLMETEX REPLACEMENT COLLECTION CONTAINER WITH RECYCLE KIT (Hg5-002-CR) |  | OMSP | 100005788.JPG
100005790 | ROD PUSH 3057139 CUMMINS | 3057139 CUMMINS | POWERG | 100005790.jpg
100005791 | FENCE (4CMX4CM) (SQUARE STEEL WIRED) 2.5M WIDTH |  | CARP | 100005791.jpg
100005792 | COLLET VALVE 205091 CUMMINS | 205091 CUMMINS | POWERG | 100005792.jpg
100005793 | GASKET CYLINDER HEAD 3177412 CUMMINS | 3177412 CUMMINS | POWERG | 100005793.jpg
100005794 | GASKET ROCKER LEVER HOUSING 3630839 CUMMINS | 3630839 CUMMINS | POWERG | 100005794.jpg
100005795 | SEAL GROMMET 3063294 CUMMINS | CUMMINS - 3063294 | POWERG | 100005795.jpg
100005796 | GASKET CAM FOL HOUSING 3040721 CUMMINS | 3040721 CUMMINS | POWERG | 100005796.jpg
100005797 | SEAL DUST 3058812 CUMMINS | 3058812 CUMMINS | POWERG | 100005797.jpg
100005798 | SEAL O RING 3001340 CUMMINS | 3001340 CUMMINS | POWERG | 100005798.jpg
100005799 | NUT REGULAR HEXAGON S-212 CUMMINS | S-212 CUMMINS | POWERG | 100005799.jpg
100005800 | SCREW SLOTTED SET 168306 CUMMINS | 168306 CUMMINS | POWERG | 100005800.jpg
100005801 | SEAL O RING 131026 CUMMINS | 131026 CUMMINS | POWERG | 100005801.jpg
100005802 | VALVE GRINDING KIT SET - LAPPING STICK TOOL & COARSE & FINE GRADE PASTE 100g |  | POWERG | 100005802.jpg
100005803 | BALL VALVE PPR 3" |  | PLUMB | 100005803.jpg
100005804 | BATTERY TERMINAL, SOLID BRASS, HEAVY DUTY - ANGLE TYPE |  | OMSP | 100005804.jpg
100005808 | DOOR FOR FENCE (120CMX240CM)HEIGHT(SQUARE STEEL WIRED) |  | CARP | 100005808.jpg
100005809 | FENCING POST, ROUND GALVANIZED STEEL, LENGTH 3 MTR, OD 2”, WALL THICKNESS 2MM. |  | OMSP | 100005809.jpg
100005811 | COALESING FILTER, 0.01 MICRONS ELEMENT DENTALEZ - RAMVAC |  | OMSP | 100005811.jpg
100005812 | A/C DRAIN PIPE 1/2" |  | HVAC | 100005812.jpg
100005805 | STAINLESS STEEL NIPPLE A 1/2" B 3/4" (BOTH SIDE MALE THREADED) |  | POWERG | 100005805.jpg
100005806 | STEEL MALE THREADED HOSE NIPPLE 3/4" |  | POWERG | 100005806.jpg
100005807 | CIRCUIT BREAKER ASSEMBLY 2500 AMP 400 V 50HZ PN. 244-9812 WITH MICRO LOGIC 5.0 A CONTROL UNIT | 244-9812 | ELEC | 100002859 - 100005807.JPG
100005813 | RADIATOR PRESSURE CAP, LBS.7, G.490 | LBS.7, G.490 | POWERG | 100005813.jpg
100005814 | LOW VOLTAGE SIDE GASKETS OF 1250 KVA M-TECH TRANSFORMER, TYPE: PMT, MFG. YEAR: MAY 2007, DWG. NO: MT-MV-33-2K67-ST2, P.O NO: 214-492OP MADE IN PAKISTAN |  | ELEC | 100005814.jpg
100005818 | STONE POWDER, CRACK FILLER, WHITE. 5KG |  | OMSP | 100005818.jpg
100005826 | GROUNDING CABLE 1 X 70MM |  | ELEC | 100005826.jpg
100005827 | GROUNDING CABLE 1 X 70MM | 1 X 75MM | ELEC | 100005827.jpg
100005828 | GROUNDING CABLE 1 X 95MM |  | ELEC | 100005828.jpg
100005815 | TOGAMI MAGNETIC CONTACTOR PAK-35J 60 AMP 24VAC, 50-60HZ | PAK-35J | ELEC | 100005815.jpg
100005816 | DOUBLE GLAZED WINDOW GLASS, USE WITH UPVC WINDOW, 36.5 CM X 33CM X 2CM |  | CARP | 100005816.JPG
100005829 | GROUNDING CABLE 120MM |  | ELEC | 100005829.jpg
100005819 | BG SP SWITCH WALL SOCKET 15A 250V (ROUND) | SP15A | ELEC | 100005819.JPG
100005830 | GROUNDING CABLE 1 X 150MM |  | ELEC | 100005830.jpg
100005831 | GROUNDING CABLE 240MM |  | ELEC | 100005831.jpg
100005834 | WINDOW GLASS CLEAR 59.5 CM X 20CM X 4MM THICKNESS |  | CARP | 100005834.jpg
100005840 | METAL BRACKET FOR 18000 BTU UNIT SIZE 70 X 50CM |  | HVAC | 100005840.jpg
100005841 | GASKET KIT-TOP P/N: 997-808, (10000-61504) |  | POWERG | 100005841.jpg
100005842 | GASKET KIT-BOTTOM P/N: 934-941 (10000-61177) |  | POWERG | 100005842.jpg
100005848 | CONTROL CABLE 1.5MM HEAT RESISTANT |  | ELEC | 100005848.jpg
100005838 | A/C OUTDOOR MAGNETIC CONTACTOR 220VAC 25A |  | HVAC | 100005838.jpg
100005839 | STRAIGHT BLADE ANGLED PLUG, 15-AMP 125-VOLT BLACK/WHITE 3-WIRE, LEGRAND-PASS & SEYMOUR PS5266SSANCCV4 | PS5266SSANCCV4 | ELEC | 100005839.JPG
100005862 | CHLORINE STORAGE TANK (100LITERS) |  | OMSP | 100005862.jpg
100005865 | SEAL-O RING P/N:10000-18613 |  | POWERG | 100005865.jpg
100005866 | GASKET P/N: 10000-18335 |  | POWERG | 100005866.jpg
100005843 | A/C COMPRESSOR 24000 BTU AUX 220-240 VOLT LRA-60 |  | HVAC | 100005868.jpg
100005844 | 2" BSP MALE/FEMALE OUTLET (PVC WATER TANK OUTLET) |  | PLUMB | 100005843.jpg
100005845 | ADHESIVE FOR AEROFLEX INSULATION. AEROSEAL 3.5L |  | OMSP | 100005844.jpg
100005846 | AEROFLEX EPDM THERMAL INSULATION, WIDTH 1.2 MTR, THICKNESS 38MM |  | OMSP | 100005845.JPG
100005847 | ARMAFLEX PIPE INSULATION TAPE, 15M X 3MM X 50MM |  | OMSP | 100005846.JPG
100005868 | U-BEAM 160 X 65 X 7.5 MM (TYPE: UNP160) |  | OMSP | 100005847.JPG
100005849 | GFCI SOCKET - 10MA- C 16- WATER PROOF 71225 | SCHUKO | ELEC | 100005869.jpg
100005855 | LOCK, CYLINDER 70MM DOUBLE SIDE KEY. |  | CARP | 100005849.jpg
100005860 | CONTACTOR 50AMP, 3P, 230V, C30 (ALLEN/BRADLEY) | 100-C30Z*00 | ELEC | 100005855.jpg
100005861 | PE TUBING # 2153-010-199, RED, 1/8" O.D. X 10 FT (FOR USE WITH ACORN PLASTIC VALVE ASSEMBLY) |  | HVAC | 100005860.JPG
100005869 | SPLICE KIT - RESIN (FOR 25MM CABLE) |  | ELEC | 100005861.JPG
100005870 | MV, FUSE 15-24KV. 20AMPS BRAND NAME: BILLIM, MADE IN TURKEY , LENGTH 50CM BY SET |  | ELEC | 100005870.jpg
100005871 | 2" SUBMERSIBLE WELL WATER PUMP 5.5KW, 7.5HP, 380-400V 50HZ / H MAX 107 IP68 ITALY (BRAND NAME: PEDROLLO) |  | PLUMB | 100005871.jpg
100005873 | METROSEAL NITRILE/NEOPRENE RUBBER BONDED CORK, ITEM CODE: SM353, THICKNESS: 5MM, LENGTH: 1M, WIDTH: 1M |  | POWERG | 100005873.jpg
100005874 | LIGHT BULB 100W - 220-240V SCREW TYPE |  | ELEC | 100005874.jpg
100005881 | BLOWER MOTOR (LINCOIN MOTOR, MADE IN USA E-49747, MODEL-SSD2P5T61, HZ60, HP5, VOLT-230/460-190,208,380,415 |  | HVAC | 100005881.jpg
100005885 | VOLTAGE REGULATOR DVR KVAR/PF, DVR: (CAT PART NUMBER: 155-3835) INPUT: SENSE VOLTAGE: 200/240 VAC, 3PH, 50/60 HZ, PMG VOLTAGE: 70-120 VAC, 3PH, BATTERY VOLTAGE |  | POWERG | 100005885.jpg
100005886 | GASOLINE FOR PRESSURE WASHER |  | POWERG | 100005886.jpg
100005888 | RESTORE PLUS HEAVY-DUTY COOLANT CLEANERS Part # CC2601 |  | POWERG | 100005888.jpg
100005877 | BRASS FITTING FLARE UNION 1/2" |  | HVAC | 100005877.JPG
100005878 | BRASS FITTING FLARE UNION 1/4" |  | HVAC | 100005878.JPG
100005879 | BRASS FLARE NUT, SHORT 1/2" |  | HVAC | 100005879.JPG
100005880 | BRASS FLARE NUT, SHORT 1/4" |  | HVAC | 100005880.JPG
100005890 | A/C COMPRESSOR BXI 12000BTU LRA 30. 220V |  | HVAC | 100005890.gif
100005882 | DIN RAIL TIMER SCHNEIDER CCT15368 LIGHT SENSITIVE SWITCH 230 V (+10 % -15 %) AC 50/60 HZ |  | ELEC | 100005882.JPG
100005883 | TRANE SCROLL 3-D COMPRESSOR CSHA150K0E00, P/N COM06438, 15TON, 400/460VAC, 3PH, 50/60Hz, 174/178LRA, SWEAT CONNECT. DISCHARGE-1.12” SUCTION-1.625”, GAS R22 |  | HVAC | 100005883.jpg
100005884 | V-BELT, DAYTON, A44, P/N 6A147, TOP WIDTH: 1/2", THICKNESS: 5/16", OUTSIDE LENGTH: 46" |  | HVAC | 100005884.jpg
100005893 | HEAT SHRINK, 125D 70-35MM BLUE |  | ELEC | 100005893.jpg
100005894 | HEAT SHRINK, 125DEG CELSIUS, 35-17.5MM BLUE |  | ELEC | 100005894.jpg
100005895 | HEAT SHRINK 125DEG CELSIUS 35-17.5MM YELLOW |  | ELEC | 100005895.jpg
100005889 | BRITON 377E PUSH BAR DOUBLE REBATED DOOR PANIC SET |  | CARP | 100005889.JPG
100005903 | ZIP TIE / CABLE TIE 100MM |  | ELEC | 100005903.jpg
100005891 | COOPER BUSSMANN SC-30, TIME DELAY CARTRIDGE FUSE, 30 AMP, 480 VAC, DIA. 10.414MM X LENGTH 57.15MM |  | ELEC | 100005891.JPG
100005892 | SEWAGE GRINDER PUMP SUBMERSIBLE, 380V-50HZ, MOD: WQAS7-21-1.5 | WQAS7-21-1.5 | PLUMB | 100005892.JPG
100005910 | MASKING TAPE |  | CARP | 100005910.jpg
100005911 | FAN MOTOR, 3PH, PART# 429479, MOD: TE0IF0X0X000030118, IEC60034, VDE 0530 |  | POWERG | 100005911.jpg
100005912 | JOTUN POLYURETHANE HARDTOP FLEXI WHITE |  | OMSP | 100005912.jpg
100005898 | UNION J-OADLC805N-SIL EXIMO, OUTSIDE ACCESS DEVICE, WITH RTD LEVER & CYLINDER, SILVER FINISH. (FOR USE WITH ALL UNION PANIC DOOR HARDWARE) |  | CARP | 10005898.JPG
100005899 | UNION J-PL803N-SIL-M EXIMO, SINGLE DOOR PANIC LATCH, METAL FIXINGS, SILVER FINISH. |  | CARP | 10005898.JPG
100005901 | SINGLE 60CM 240V 18W T8 ANTI CORROSIVE WEATHERPROOF FLUORESCENT FITTING LIGHT LIGHTING IP65 |  | ELEC | 10005898.JPG
100005902 | DUPRO PRISMATIC DIFFUSER FLUORESCENT FITTING, 60CM, 1X20W, 110V, 60HZ |  | ELEC | 100005902.JPG
100005913 | WINDOW GLASS CLEAR 105CM X 53CM X 5MM | N/A | CARP | 100005913.jpg
100005904 | DUST-TO-DAWN PHOTOCELL SENSOR, PRECISION, T15 120V 1800W 1100VA, STEM MOUNT ½” NPT, DIMENSIONS: 1.0"D X 1.50"W X 2.0"H, OUTDOOR |  | ELEC | 100005904.jpg
100005905 | KITCHEN FLOOR MAT - CACTUS MAT 3525-C1 RUBBER VIP TUFFDEK HEAVY DUTY ANTI-FATIGUE AND ANTI-SLIP, 3' X 3', BLACK |  | CARP | 100005905.jpg
100005907 | ACORN 1895-002-000 MALE CONNECTOR, 1/4 IN TUBE X 1/4 IN NPT (SUB-COMPONENT OF PENAL SHOWER HEAD ASSEMBLY) |  | PLUMB | 100005907.JPG
100005908 | ACORN 1241-001-001 SHOWER NOZZLE ASSEMBLY, WALL MOUNT (SUB-COMPONENT OF PENAL SHOWER HEAD ASSEMBLY) |  | PLUMB | 100005908.JPG
100005909 | STREET LIGHTING FIXTURE, GE LIGHTING MDCA40S0A22FMC31, M-400A POWR/DOOR™ WITH CUTOFF OPTICS (MDCA & MDCL), MULTI VOLT BALLAST, 400WATT, PIPE MOUNT 2 IN |  | ELEC | 100005909.JPG
100005914 | BOILER VERTICAL 200 LITER ARISTON - MODEL : ARI 200 V - 2.2 KW / 230 VOLT / KWH\24H - 1.85 |  | PLUMB | 100005914.jpg
100005915 | FUEL INJECTION PUMP 997-193 | FG Wilson | POWERG | 100005915.jpg
100005916 | GASKET FUEL INJECTION PUMP 996-032 | FG Wilson | POWERG | 100005916.jpg
100005918 | ABB SOLENOID LOCKING INTERLOCK SAFETY SWITCH 48V | ABB | POWERG | 100005918.jpg
100005920 | BUSBAR INSULATOR MALE/FEMALE HIGH WITH STAND INSULATOR (HEIGHT : 50MM, INSERT M: M10 |  | ELEC | 100005920.jpg
100005921 | CAMSHAFT AS - 100-7408 CAT | CAT | POWERG | 100005921.jpg
100005922 | INDICATOR PR - 266-0889 CAT | CAT | POWERG | 100005922.jpg
100005923 | GASKET - 179-4622 CAT | CAT | POWERG | 100005923.jpg
100005919 | MECHANICAL SEAL FOR GRUNDFOS CRE32 BOOSTER PUMP, PART# HQQE 96455086 | GRUNDFOS | PLUMB | 100005919.JPG
100005924 | HOSE OVERFLOW - 209-6963 CAT | CAT | POWERG | 100005924.jpg
100005925 | BOLT - 9B-7237 CAT | CAT | POWERG | 100005925.jpg
100005926 | HEX NUTS, ZINC PLATED - 6V-8801 CAT | CAT | POWERG | 100005926.jpg
100005927 | NOZZLE AS - 7W-7037 CAT | CAT | POWERG | 100005927.jpg
100005928 | SEAL-O-RING - 131-3719 CAT | CAT | POWERG | 100005928.jpg
100005929 | BUSHING - 113-7794 CAT | CAT | POWERG | 100005929.jpg
100005930 | SPACER - 7E-9907 CAT | CAT | POWERG | 100005930.jpg
100005931 | GASKET KIT - 140-9631 CAT | CAT | POWERG | 100005931.jpg
100005932 | PUMP GP - 108-6633 CAT | CAT | POWERG | 100005932.jpg
100005933 | RACE - THRUST BEARING - 8E-5237 CAT | CAT | POWERG | 100005933.jpg
100005934 | BEARING THRUST - 7L-3326 CAT | CAT | POWERG | 100005934.jpg
100005935 | RACE - 9N-1545 CAT | CAT | POWERG | 100005935.jpg
100005936 | BEARING THRUST - 3S-8022 CAT | CAT | POWERG | 100005936.jpg
100005937 | SPACER - 2W-8638 CAT | CAT | POWERG | 100005937.jpg
100005938 | RACE - NEEDLE BEARING - 133-8890 CAT | CAT | POWERG | 100005938.jpg
100005939 | GOVERNOR RISER - 4W-6868 CAT | CAT | POWERG | 100005939.jpg
100005940 | BEARING THRUST - 7M-7219 CAT | CAT | POWERG | 100005940.jpg
100005941 | GOVERNOR ACTUATOR - 7N-7269 CAT | CAT | POWERG | 100005941.jpg
100005942 | BALL BEARING (SINGLE ROW) - 4N-0432 CAT | CAT | POWERG | 100005942.jpg
100005943 | WHITE COVER ALL (PLASTIC DISPOSABLE REGULAR SIZE) |  | OMSP | 100005943.jpg
100005944 | SEAL INTEGRAL 198-6068 CAT | CAP | POWERG | 100005944.jpg
100005945 | SHOWER CURTAIN TENTION ROD ADJUSTABLE SIZE 120CM X 200CM | WAY FAIR | PLUMB | 100005945.jpg
100005946 | EFOR 1220M OVERHEAD DOOR MOTOR 0.5KW 4.7 AMP 230VAC 50HZ 1400 RPM TOTAL MAX 95.4NM, GEARBOX RATIO 45:1, SHAFT DIA. 2.54 CM | EFOR1220M | CARP | 100005946.jpg
100005947 | ACORN FILLER AND BUBBLER ASSEMBLY 4025-011-001, INCLUDES BUBBLER LESS MOUTH GUARD, 1/4 IN OD X 1/4 IN NPT FITTING W/ NYLON COMPRESSION NUT AND SCREWS | 4025-011-001 | PLUMB | 100005947.jpg
100005948 | GRUNDFOS VERTICAL BOOSTER PUMP 20HP 15KW 3P 380V 60HZ RPM:3497 MODEL: A96527314 - P21043037 | P21043037 | PLUMB | 100005948.jpg
100005949 | INDUSTRIAL FEMALE PLUG 3P 32A 220V | N/A | ELEC | 100005949.jpg
100005962 | CUP BEARING - "TAPERED ROLLER BEARING (CUP ONLY) 6B-3224" | CAT - 6B-3224 | POWERG | 100005962.jpg
100005963 | FUEL FILTER - FF1280 | FLEETGUARD FF1280 | POWERG | 100005963.jpg
100005964 | AIR FILTER - AF25813 | AF25813 | POWERG | 100005964.jpg
100005965 | FUEL FILTER - P/NO: 46698705 | P/NO: 46698705 | POWERG | 100005965.jpg
100005950 | LAMP COVER ROUND / THREAD TYPE COLOR: WHITE | N/A | ELEC | 100005950.JPG
100005951 | PVC LL CONDUIT BODIES COVER & GASKET | N/A | ELEC | 100005951.JPG
100005952 | JUNCTION (JOINT) BOX 10CM X 10 CM GALVANIZED |  | ELEC | 100005952.JPG
100005953 | GEWISS MERCURIO FLOODLIGHT 150W 230V IP66 | IP66 | ELEC | 100005953.JPG
100005954 | DC INVERTER ROTARY COMPRESSOR, GMCC, DA108X1C-23EZ, 9000 BTU, R410A, PRESSURE 4.2/1.5 MPa, 155V --- , at 120Hz | DA108X1C-23EZ | HVAC | 100005954.JPG
100005957 | DC INVERTER ROTARY COMPRESSOR, GMCC, DA108X1C-23EZ, 12000 BTU, R410A, PRESSURE 4.2/1.5 MPa, 155V ---, at 120Hz | DA108X1C-23EZ | HVAC | 100005957.JPG
100005966 | GREASE FOR AIR BLOWER MOTOR NLGI3 | MOMIN | POWERG | 100005966.jpg
100005970 | EXCITER STATOR H-80 12P. (PART #: 4500486550, BRAND: MECCALTE, FOR 1420kVA GENERATOR WITH 277/480 VOLTS AND 60HZ) | 4500486550 Meccalte | POWERG | 100005970.jpg
100005971 | "WINDOW GLASS CLEAR 62CM X 140CM X 4MM THICKNESS " | YUNSHUO - YS-FG | CARP | 100005971.jpg
100005973 | GATE VALVE PPR 2" |  | PLUMB | 100005973.jpg
100005974 | SILICON TUBE 6500 (WHITE) |  | CARP | 100005974.jpg
100005968 | uPVC WINDOW GLAZING SEAL WEDGE GASKET 2MM | W002 | CARP | 100005968.JPG
100005969 | THERMOSTAT-P/N SE573/1 |  | PLUMB | 100005969.jpg
100005975 | BATTERY CHARGER (PART #: 0300-5878-01 CUMMINS, INPUT VOLTS: 120/208/240 AC, OUTPUT VOLTS: 12/24 VDC, MAXIMUM OUTPUT CURRENT: 15 A @ 12 VDC OR 12 A @ 24 VDC, 50/ | Cummins - 0300-5878-01 | POWERG | 100005975.jpg
100005977 | TAPPING SCREW 5" |  | CARP | 100005977.jpg
100005978 | WINDOW GLASS 4MM 82CM x 82CM | MADE IN CHINA | CARP | 100005978.jpg
100005979 | WINDOW GLASS 4MM 105CM X 35CM | MADE IN CHINA | CARP | 100005979.jpg
100005981 | RUNNING CAPACITOR 35 MFD 450 VAC 50/60 HZ | 35 MFD 450 VAC 50/60 HZ | HVAC | 100005981.jpg
100005976 | "Relay (Part #: 60.13.9.024.0040, Brand: Finder, Contact configuration: 3 CO (3PDT), Coil Voltage: 250VAC/24VDC, 3 Pole, 10 Amp Power Contacts, 11 Pin Plug-in) | Finder - 60.13.9.024.0040 | POWERG | 100005976.JPG
100005985 | PAINT ROLLER LG 430 WITH ADUJTABLE HANDLE | L.G HARRIS | OMSP | 100005985.jpg
100005987 | LUMBER WOOD (6CM X 6CM X 3MTR) | 6" X 6CM X 3 MTR | CARP | 100005987.jpg
100005988 | LUMBER WOOD (6CM X 4CM X 3MTR) | 6" X 4CM X 3 MTR | CARP | 100005988.jpg
100005980 | RECEPTACLE WATER PROOF 10AMP 3P MADE IN TURKEY | MADE IN TURKEY | ELEC | 100005980.jpg
100005989 | LUMBER WOOD (8CM X 2.5CM X 3MTR) | 8" X 2.5CM X 3 MTR | CARP | 100005989.jpg
100005982 | "PINE BULLNOSE SKIRTING BOARD, WIDTH 60MM X THICKNESS 21MM X 3MTR " | 41251 - 0003 | CARP | 100005982.JPG
100005983 | BOWL FILTER/PARTICULAR FILTER AFD40-NO3-Z-X2141 | RAMVAC | POWERG | 100005983.jpg
100005984 | INTAKE FILTER OF202 | RAMVAC | POWERG | 100005984.jpg
100005990 | LUMBER WOOD (4.5CM X 4.5CM X 3MTR) | 5" X 5CM X 3 MTR | CARP | 100005990.jpg
100005986 | LOCK CYLINDER, 60MM, DOUBLE SIDE KEY | EUROSPEC | CARP | 100005986.JPG
100005991 | LUMBER WOOD (4.5CM X 3CM X 3MTR) | 4" X 3CM X 3 MTR | CARP | 100005991.jpg
100005992 | LUMBER WOOD (3.5CM X 3CM X 3MTR) | 3" X 3CM X 3 MTR | CARP | 100005992.jpg
100005993 | CABLE TRUNKING /CONDUIT 38 X 25MM | 38 X 25MM | ELEC | 100005993.jpg
100005995 | METAL BARS CHICKEN WIRE 2CM X 2CM LENGHT: 1MTR. X 1MTR AS PER SAMPLE PICTURE |  | OMSP | 100005995.jpg
100005996 | ALUMINUM FLASHING, 1MM X 120 CM |  | OMSP | 100005996.jpg
100005997 | JOTUN POLYURETHANE HARDTOP FLEXI YELLOW |  | OMSP | 100005997.jpg
100006000 | WATER PUMP 999-185 FG Wilson | FG WILSON | POWERG | 100006000.jpg
100005994 | DOOR LOCK MACHINE 7" |  | CARP | 100005994.JPG
100006002 | LUMBER WOOD 10CM X 5CM X 6MTR |  | CARP | 100006002.jpg
100006003 | PORTABLE OXYGEN CYLINDER - 20 CF WELDING CYLINDER OXYGEN | 20 CF | HVAC | 100006003.jpg
100006004 | PORTABLE ACETYLENE CYLINDER - ACETYLENE WELDING GAS CYLINDER TANK 10 CF | 10 CF | HVAC | 100006004.jpg
100005998 | "TIME DELAY, CYLINDRICAL FUSE, TR30R, 250VAC/160VDC, 30AMP, DUEL ELEMENT, UL CLASS RK5, DIA. 9/16"" X LENGTH 2” " | FERRAZ SHAWMUT | ELEC | 100005998.jpg
100005999 | INCANDESCENT LAMP HOLDER, PREFOCUS TYPE, HUBBELL-BRYANT MPN: 3742, 1200W, 250V, WHITE PORCELAIN BASE, DIA. 1.75” X HEIGHT 1.88” | HUBBELL-BRYANT | ELEC | 100005999.jpg
100006005 | METAL STRIP (3MM) 1.5" (1M) |  | OMSP | 100006005.jpg
100006001 | FILTER DRIER R12,R22,R134A,R502 |  | HVAC | 100006001.jpg
100006006 | METAL SHEET 120CM X 240CM X 3MM |  | OMSP | 100006006.jpg
100006007 | STEEL TUBING 100MM X 100MM X 2MM X 6M LONG |  | OMSP | 100006007.jpg
100006008 | EN124 DUCTILE CAST IRON DRAINAGE GRATE, DRAIN COVER,FLOOR DRAIN 36CM X 36CM | FANG YUAN GULLIES | PLUMB | 100006008.jpg
100006011 | MAINTENANCE FREE 12V, 100 AMP BATTERY (MODEL: MF100L, 12V, 100AH (DIMENSION: 352MM, 175MM, 190MM) | MF100L 12 V 100AH | POWERG | 100006011.jpg
100006013 | FAN IDLER ASSEMBLY 3017670 CUMMINS | 3017670 CUMMINS | POWERG | 100006013.jpg
100006015 | STARTER MOTOR 701/135 PERKINS | 701/135 PERKINS | POWERG | 100006015.jpg
100006017 | PEDROLLO BOOSTER PUMP 15KW 20 HP 380-415V 50 HZ 27A HMAX 72M, Q300+1000M, IN 2.5" OUT2", 1P55 MADE IN ITALY. | PEDROLLO F 50 / 250B | PLUMB | 100006017.jpg
100006009 | 2" WATER BUTTERFLY VALVE / LEVER / CAST IRON / WAFER 133 SERIES | MIVAL | HVAC | 100006009.jpg
100006010 | DOOR SPRING, DIA.1” X LENGTH 16” STEEL 9926528 | STANLEY HARDWARE | CARP | 100006010.JPG
100006018 | PEDROLLO BOOSTER PUMP 15KW 20 HP 380-415V 27A Hmax 72M, Q300+1000M, In 2" Out1.5", 1P55 Made in Italy. | PEDROLLO F 50 / 250B | PLUMB | 100006018.jpg
100006012 | EMERGENCY LIGHT DOUBLE SWITCH |  | ELEC | 100006012.JPG
100006019 | F.EL.SOM BOOSTER PUMP 4KW 5.5 HP 380-420V 50HZ 10A RPM 2900, Q500/1400, In 2.5" Out 2", IP54 Made in Italy. | FCN 50- 125/005 | PLUMB | 100006019.jpg
100006014 | ITLI IMPULSE RELAY 16A, 2P, 230-240V AC/110V DC A9C30812 | SCHNEIRDER | ELEC | 100006014.jpg
100006021 | PEDROLLO BOOSTER PUMP 5.5KW 7.5 HP D:220-230V - Y: 380-400VAC 50HZ 20A HMIN 15M, Q100+900M, IN 2" OUT2", 1PX5 MADE IN ITALY. | PEDROLLO CP 230 A | PLUMB | 100006021.jpg
100006016 | PEDROLLO BOOSTER PUMP 22KW 30HP 220 - 240V 50HZ 67.A HMAX 40M, Q500+4000M, IN 4" OUT3", 1P55 MADE IN ITALY. | PEDROLLO PUMP F80/ 160 A | PLUMB | 100006016.JPG
100006022 | LEO BOOSTER PUMP 7.5KW 10 HP 380V 50HZ 15.5 HMAX 8M, Q1000M, IN 2.5" OUT2", 1P54 MADE IN ITALY. | LEO XST50- 160/75 | PLUMB | 100006022.jpg
100006024 | QIFENG CUTTING SEWAGE SUBPUMP 380V 50HZ 3.2A TYPE: WQAS7-16-12, IP68, 380-415V, SIZE 1" | WQAS7-16-12 | PLUMB | 100006024.jpg
100006025 | SHIMGE VERTICAL BOOSTER PUMP 5.5KW 7.5 HP 380V 50HZ 11A RPM 2900, SIZE 2". | SHIMGE ODLF 16 -60 | PLUMB | 100006025.jpg
100006020 | F.EL.SOM BOOSTER PUMP 3KW 4 HP 380-420V 50HZ 7.1A RPM 2900, Q100/400, IN 2" OUT 1", IP54 MADE IN ITALY. | FCN 32-200/004 | PLUMB | 100006020.JPG
100006026 | GAMAK VERTICAL BOOSTER PUMP 7.5KW 380V 50HZ 15.4A SIZE 2 INCH, IP55, TYPE: FAJM 132 S 2B. | GAMAK F AGM 132 S 2B | PLUMB | 100006026.jpg
100006028 | WILO SECTION PUMP 230-400V 50HZ IP44,TYPE: TOP-S40/7, ART-NO.2080043/10W23, TMAX 130C0 MADE IN GERMANY. | WILO TOP-S40/7 | PLUMB | 100006028.jpg
100006023 | GRUNDFOS JOCKEY PUMP 0.370KW 1100V 50HZ 16A HMAX 1802, MODEL: A96531684P11031, 50 HZ, MADE IN DENMARK. | A96531684P11031 | PLUMB | 100006023.JPG
100006029 | WILO SECTION PUMP 230V 50HZ 4.57A IP44,TYPE: TOP-S40/15, ART-NO.2080046/10W23, TMAX 130C0 MADE IN GERMANY. | WILO TOP-S40/15 | PLUMB | 100006029.jpg
100006031 | SLUDGE PUMP (GRUNDFOS) 3.8/3.0 KW, IP68, Hmax 26.9, MODEL: 9604751700001663, Size 2.5", 90KG, MADE IN HANGAREY. | GRUNDFOS 9604751700001663 | PLUMB | 100006031.jpg
100006033 | GRUNDFOS SLUDGE PUMP 3.7/3.0 KW 380V 50HZ IP68, HMAX 13.9, MODEL: 9604803700000624, SIZE 4", 143KG, MADE IN HUNGAREY. | GRUNDFOS 9604803700000824 | PLUMB | 100006033.jpg
100006027 | GRUNFOS BLOWER MOTOR 0.370KW 220-240V 50HZ 1.74A (D) 380-415V (Y) 50-60HZ, MODEL: 85805102, IP55 MADE IN HUNGARY. | GRUNDFOS MOT MG 71A2-14FT85-C | PLUMB | 100006027.JPG
100006036 | KSB SLUDGE PUMP 11.8 KW, IP 68, 200-400V 50HZ, TYPE: KRTF 80. | KSB KRTF 80. | PLUMB | 100006036.jpg
100006038 | ROOTS ROTARY LOBE BLOWER Model: 56 U-RAI | ROOTS 65113021 | PLUMB | 100006038.jpg
100006030 | GRUNDFOS SLUDGE PUMP 7.5KW 10 HP 380-415V 50HZ RPM 1450-2950, SIZE 4" MADE IN HANGAREY. | GRUNDFOS SEV 100/75 | PLUMB | 100006030.JPG
100006040 | ROOTS ROTARY LOBE BLOWER Model: 22 U-RAI | ROOTS 6510202L | PLUMB | 100006040.jpg
100006032 | GRUNDFOS SLUDGE PUMP 9.6/7.5 KW 400V 50HZ 17A IP68, HMAX 22, PN: 95113778, SIZE 4", 180KG, MADE IN FINLAND. | GRUNDFOS 95113778 MOD: EE | PLUMB | 100006032.JPG
100006047 | MARATHON MOTOR 208-230-460V 60/50HZ 5.8A 2HP RPM 1725/1425, V208/230 | MARATHON BVH 56T17F5325J | HVAC | 100006047.jpg
100006034 | ABS SLUDGE PUMP 16.1/14.0 KW 400-695V 50HZ 28.2A HMAX 29.7, TYPE: AFP1543.2B/ME140/4, SIZE 5.5", MADE IN IRELAND. | AFP1543.2B-ME140/ 4 | PLUMB | 100006034.JPG
100006035 | GRUNDFOS BOOSTER PUMP 15KW 230/ 400-600V 50HZ 26.5A IN 2.5" OUT1.5", MODEL: B96772461P207490001 MADE IN HUNGARY. | GRUNDFOS B96772461P207490001 5 | PLUMB | 100006035.JPG
100006048 | JLEM THREE PHASE INDUCTION MOTOR 220-380V 50HZ 1.19A 0.25KW, IP55, 14.5KG, MADE IN CHINA. | JLEM 04091888 | PLUMB | 100006048.jpg
100006037 | ABB BLOWER MOTOR 7.5KW 400V 50HZ 14.90A IP 55, 73KG, RPM 1450, MODEL: 3GBA132213-BDB,066 | M2BA 132 SMC-4 | PLUMB | 100006037.JPG
100006051 | EBARA JOCKEY PUMP 230-240V 50HZ 4.7A 0.6KW 0.8HP 2800RPM HMAX 41 IP55, IN 1" OUT 3/4"MADE IN ITALY | EBARA JEXM-A080 | PLUMB | 100006051.jpg
100006039 | ROOTS ROTARY LOBE BLOWER MODEL: 56 U-RAI "USED" | ROOTS 6511302L | PLUMB | 100006039.JPG
100006055 | BALDOR SEALED POLISHING LATHE MOTOR 110-220V 50HZ 1PH 7.4A CAT NO. L1304-50, 1/2HP 1425RPM MADE IN USA "USED" | BALDOR L1304-50 / 34FO5W653 | OMSP | 100006055.jpg
100006041 | EMERSON BLOWER MOTOR 10HP 190-380V 50HZ 31A 2865RPM MADE IN MEXICO. "USED" | EMERSON T573 | PLUMB | 100006041.JPG
100006042 | GRUNDFOS SINGLE HEAD IN LINE 2 POLE MODEL 96405019P1075000025, 10-140BAR, MADE IN GERMANY. | GRUNDFOS TP 32-120/2 A-F-A-BUBE | PLUMB | 100006042.JPG
100006043 | OMPA MR-151-E/6B BOOSTER PUMP 4KW 5.5 HP 380-220V 50HZ 9.5 / 18A IN 2.5" OUT2", MADE IN ITALY."USED" | OMPA MR-151-E/6B | PLUMB | 100006043.JPG
100006044 | MARATHON MOTOR 1.5HP 208-230-460V 3PH HZ 60/50, HP 2, RPM 1725/1425, | MARATHON 5K49ZN4253 | HVAC | 100006044.JPG
100006045 | MARATHON MOTOR 110-220V 50HZ 9.8A 1/2HP RPM 950 | MARATHON CVD 5689F9504B | HVAC | 100006045.JPG
100006046 | MARATHON MOTOR 110-220V 50HZ 3/4HP 1425RPM 14.2A 1PH | MARATHON DVL 056C17D5303E R25 I | HVAC | 100006046.JPG
100006057 | SUPER MOTOR SYSTEM 2" SUBMERSIBLE PUMP 220V 50HZ 14.0A 2820RPM 2.2KW 3HP | SMS H4300M224 | PLUMB | 100006057.jpg
100006058 | N.S.CO SUBMERSIBLE PUMP 2" 380V 50HZ 5.5KW 7.5HP 2850RPM 2" MADE IN ITALY. | N.S.CO 4SD10/28 | PLUMB | 100006058.jpg
100006049 | WAT VERTICAL BOOSTER PUMP 220-240 50HZ 3.1A 0.75/0.86KW, IP54, MODEL: QS FC 80M2A H, 9.8KG, "USED" | WAT QS FC 80M2A | PLUMB | 100006049.JPG
100006050 | FLYGT SLUDGE PUMP 415V 50HZ 4.4KW, MODEL: 3102170-1240015 2855RPM IP 68, MADE IN SWEDEN, | FLYGT 3102170-1240015 | PLUMB | 100006050.JPG
100006062 | SACEMI WATER PUMP 230-380-415V 50HZ 9.6A 3HP 2850RPM-1840 1.5IN 1" OUT | SACEMI SPV 18 | PLUMB | 100006062.jpg
100006052 | ELMOR PUMP 230V 50HZ 8A PA30, 1.1KW 2P IP55 MADE IN ITALY | ELMOR MHD80-B | PLUMB | 100006052.JPG
100006053 | BALDOR SEALED POLISHING LATHE MOTOR 208-230/460V 60HZ 3PH 3.2A CAT NO. M3542 3/4HP 1725RPM MADE IN USA | BALDOR M3542 / 34A61-883 | OMSP | 100006053.JPG
100006054 | BALDOR SEALED POLISHING LATHE MOTOR 230-460V 60HZ 3PH 1.6A CAT NO. M3457HP 3450RPM MADE IN USA. | BALDOR M3457 / 34A075Y170 | OMSP | 100006054.JPG
100006065 | WEG W21 BLOWER MOTOR 380V 50HZ 4.91A1.5KW IP55 1740RPM IP55, MADE IN HUNGARY | WEG 00318EP3182TC | PLUMB | 100006065.jpg
100006056 | LEESON MOTOR 220V 50HZ 6.3A 1.5KW 2HP MODEL: C145T14FD14C 1440RPM MADE IN USA. | LEESON C145T14FB14 | OMSP | 100006056.JPG
100006066 | KSB GRINDER PUMP 2" 400V 50HZ 4.5A 1.9KW 2835RPM /1MIN MADE IN FRANCE Brand KSB | AMAREX N S50-172/012 | PLUMB | 100006066.jpg
100006068 | CUVERCO SUBMERSIBLE PUMP 2" 380V 50HZ 63.2A 30KW HMAX 193 TYPE: S6SP60/16 MADE IN ITALY | COVERCO NFS6K 4000 T | PLUMB | 100006068.jpg
100006059 | EMTAS BLOWER MOTOR 220-380V 13.9A 4.7KW, IP55, 260KG, "USED" | EMTAS B3.200/12-4 | PLUMB | 100006059.JPG
100006060 | EMERSON SURFACE AERATOR MOTOR 190-380V 50HZ 116.0A MODEL: R084 50HP 1775RPM MADE IN MEXICO | EMERSON R084 | PLUMB | 100006060.JPG
100006061 | SLUDGE PUMP (FLYGT) 1.5/1.9 KW, HMAX 11.7, QMAX 200 2" IPX8, MADE IN ITALY | FLYGT DX50-15/B | PLUMB | 100006061.JPG
100006071 | FAN HUB 3637651 CUMMINS | 3637651 CUMMINS | POWERG | 100006071.jpg
100006063 | GRUNDFOS SINGLE HEAD IN LINE 2 POLE TYPE 65-180 2A-F-A-B4-BF MODEL: 964051 38P107500015/25 10-140BAR | GRUNDFOS 964051 38P107500015/25 | PLUMB | 100006063.JPG
100006064 | GRUNDFOS BLOWER MOTOR 220-240D/380-415Y 50HZ 5.45A 1.5KW, IP55, MADE IN HUNGARY | GRUNDFOS MG 90SB2-24FT115-D1 | PLUMB | 100006064.JPG
100006072 | BELT V RIBBED 3003343 CUMMINS | 3003343 CUMMINS | POWERG | 100006072.jpg
100006073 | SHOCK ABSORDER 3008018 CUMMINS | 3008018 CUMMINS | POWERG | 100006073.jpg
100006067 | GRUNDFOS WATER PUMP 1" 380V 50HZ 1.1HP H=M25-37 2900RPM | GRUNDFOS CH2-60 A-W-A CVBE | PLUMB | 100006067.JPG
100006074 | FAN ASSEMBLY 200 SERIES GRN FANS | TITAN FAN AUSTRILIA | POWERG | 100006074.jpg
100006069 | ALUMINUM CFL HIGH BAY FIXTURE |  | ELEC | 100006069.JPG
100006070 | PVC FLANGE ADAPTOR SCHE 80 10" 8 HOLE |  | PLUMB | 100006070.JPG
100006075 | ROD PUSH 3017961 CUMMINS | 3017961 CUMMINS | POWERG | 100006075.jpg
100006076 | GASKET CAMSHAFT COVER 3040722 CUMMINS | 3040722 CUMMINS | POWERG | 100006076.jpg
100006077 | FUEL INJECTOR 3349860 CUMMINS | 3349860 CUMMINS | POWERG | 100006077.jpg
100006078 | CAMSHAFT 3098738 CUMMINS | 3098738 CUMMINS | POWERG | 100006078.jpg
100006079 | CAMSHAFT 3098739 CUMMINS | 3098739 CUMMINS | POWERG | 100006079.jpg
100006080 | LEVER CAM FOLLOWER 3081413 CUMMINS | 3081413 CUMMINS | POWERG | 100006080.jpg
100006081 | PIN CAM FOLLOWER ROLLER 4009479 CUMMINS | 4009479 CUMMINS | POWERG | 100006081.jpg
100006082 | ROLLER CAM FOLLOWER 3062141 CUMMINS | 3062141 CUMMINS | POWERG | 100006082.jpg
100006083 | PIN CAM FOLLOWER ROLLER 4009248 CUMMINS | 4009248 CUMMINS | POWERG | 100006083.jpg
100006084 | ROLLER CAM FOLLOWER 3016826 CUMMINS | 3016826 CUMMINS | POWERG | 100006084.jpg
100006085 | GASKET GEAR COVER 3177160 CUMMINS | 3177160 CUMMINS | POWERG | 100006085.jpg
100006086 | SAMSUNG OUTDOOR FAN BLADE 24000BTU |  | HVAC | 100006086.jpg
100006087 | SAMSUNG OUTDOOR FAN BLADE 18000BTU |  | HVAC | 100006087.jpg
100006088 | SAMSUNG OUTDOOR FAN BLADE 9000BTU | FAN 9000BTU | HVAC | 100006088.jpg
100006089 | CHIGO OUTDOOR FAN BLADE 18000BTU |  | HVAC | 100006089.jpg
100006090 | CHIGO OUTDOOR FAN BLADE 12000BTU |  | HVAC | 100006090.jpg
100006091 | SUPER GENERAL OUTDOOR FAN MOTOR YDK95-40-4/C AC 208-240V 50HZ 45W 0.54A | YDK95-40-4/C | HVAC | 100006091.jpg
100006092 | SUPER GENERAL OUTDOOR FAN BLADE 24000BTU |  | HVAC | 100006092.jpg
100006097 | PRO-FACE HUMAN MACHINE INTERFACE (HMI) TOUCH SCREEN | PRO-FACE | POWERG | 100006097.jpg
100006098 | BEARING 45MM ID X 100MM OD X 25MM W 6307ZZ | DPI BEARINGS | OMSP | 100006098.jpg
100006099 | BEARING 6309ZZ (45MM ID X 100MM OD X 25MM W) | DPI BEARINGS | POWERG | 100006099.jpg
100006100 | GENERATOR DOOR HANDLE WITH LOCK | FG Wilson | POWERG | 100006100.jpg
100006093 | CHIGO INDOOR AIR FILTER 24000BTU |  | HVAC | 100006093.jpg
100006094 | CHIGO INDOOR AIR FILTER 18000BTU |  | HVAC | 100006094.jpg
100006095 | CHIGO INDOOR AIR FILTER 12000BTU | AIR FILTER 12000BTU | HVAC | 100006095.jpg
100006096 | CHIGO INDOOR AIR FILTER 9000BTU | AIR FILTER 12000BTU | HVAC | 100006096.jpg
100006101 | CONE BEARING | CATERPILLAR | POWERG | 100006101.jpg
100006102 | SPACER (63.6X76.2X67.2) THK | CATERPILLAR | POWERG | 100006102.jpg
100006103 | BRACKET AS Part# 251-7648 |  | POWERG | 100006103.jpg
100006104 | SEAL O-RING 2M-4453 CAT | 2M-4453 CAT | POWERG | 100006104.jpg
100006105 | SEAL O-RING 5F-3144 CAT | 5F-3144 CAT | POWERG | 100006105.jpg
100006106 | BOLT 5/8-11X1 IN | 5/8-11X1 IN | POWERG | 100006106.jpg
100006107 | INJECTOR ROCKER ARM | CATERPILLAR | POWERG | 100006107.jpg
100006108 | VALVE ROCKER ARM 230-2620 CAT | 230-2620 CAT | POWERG | 100006108.jpg
100006109 | AIR HOSE PIPE 162-2177 CAT | 162-2177 CAT | POWERG | 100006109.jpg
100006114 | TOILET PLUNGER |  | OMSP | 100006114.jpg
100006115 | FLOOR COMMODE WHITE 45.7CM X 38.1CM WITHOUT P-TRAP |  | PLUMB | 100006115.jpg
100006118 | BONNET OIL COOLER 7N-4941 | 7N-4941 | POWERG | 100006118.jpg
100006119 | SEAL O-RING 6V-5066 CAT | 6V-5066 CAT | POWERG | 100006119.jpg
100006111 | METAL EXPANSION JOINT 4 HOLE OD 152MM ID 63MM L 280MM |  | PLUMB | 100006111.JPG
100006112 | METAL EXPANSION JOINT 8 HOLE OD 280MM ID 172MM L 290MM |  | PLUMB | 100006112.JPG
100006113 | 2” ELEMENT WATER HEATER 4000W 3P 380 V 480MM | 4000W 3P | PLUMB | 100006113.jpg
100006120 | GASKET 7N-4945 CAT | 7N-4945 CAT | POWERG | 100006120.jpg
100006121 | WASHER 85 X 18MM |  | POWERG | 100006121.jpg
100006116 | PIPE INSULATION 1" X 90CM |  | OMSP | 100006116.JPG
100006117 | PIPE INSULATION 3" X 100CM |  | OMSP | 100006117.JPG
100006122 | WASHER HARD 16.2 X 30 X 5MM |  | POWERG | 100006122.jpg
100006123 | GASKET COPPER |  | POWERG | 100006123.jpg
100006124 | VALVE ROCKER ARM BEARING (BRUSH) |  | POWERG | 100006124.jpg
100006125 | "LOCK CYLINDER, THUMBTURN, 50/50 (100MM) ONE SIDE KEY " | CYB743100PB | CARP | 100006125.jpg
100006126 | THERMOSTAT HOUSING 10000-18409 FGWILSON | 10000-18409 FGWILSON | POWERG | 100006126.jpg
100006127 | SEAL-THERMOSTAT HOUSING 996-636 FGWILSON | 996-636 FGWILSON | POWERG | 100006127.jpg
100006128 | SEAL-O RING 934-837 FGWILSON | 934-837 FGWILSON | POWERG | 100006128.jpg
100006129 | SEAL-O RING 10000-18333 FGWILSON | 10000-18333 FGWILSON | POWERG | 100006129.jpg
100006130 | SEAL-THERMOSTAT HOUSING 10000-18406 FGWILSON | 10000-18406 FGWILSON | POWERG | 100006130.jpg
100006131 | SEAL-O RING 10000-18600 FGWILSON | 10000-18600 FGWILSON | POWERG | 100006131.jpg
100006132 | SEAL - O RING 10000-18339 FGWILSON | 10000-18339 FGWILSON | POWERG | 100006132.jpg
100006136 | YJ58-12A1 SHADED-POLE ASYNCHRONOUS MOTOR 220-240 V 50HZ 2600RPM 0.13AMP |  | HVAC | 100006136.jpg
100006145 | WINDOW GLASS 5MM 101CM X 41.5CM | MADE IN CHINA | CARP | 100006145.jpg
100006146 | WINDOW GLASS 5MM 89CM X 49CM | MADE IN CHINA | CARP | 100006146.jpg
100006148 | FLEETGUARD AIR FILTER AF25288M | AF25288M | POWERG | 100006148.jpg
100006133 | ELEMENT WATER HEATER 2000W, 220V, 480MM (TURKEY) |  | PLUMB | 100006133.jpg
100006134 | ELEMENT WATER HEATER 1000W 11/2" 220V, 230MM (TURKEY) |  | PLUMB | 100006134.JPG
100006135 | ELEMENT WATER HEATER 1000W, 220V, 280MM (TURKEY) |  | PLUMB | 100006135.JPG
100006149 | FITTING, GREASE NIPPLE CAT PN. - 3B-8686 | 3B8686 | POWERG | 100006149.jpg
100006144 | CHLORINE MIXER 115V 60HZ MODEL: F-M-TE24W MADE IN USA | F-M-TE24W | PLUMB | 100006144.JPG
100006150 | SEAL, O-RING CAT PN. - 3J-7354 | 3J7354 | POWERG | 100006150.jpg
100006151 | GASKET-PUMP FLG TO PLATE TO PUMP CAT PN. - 3P-6061 | 3P6061 | POWERG | 100006151.jpg
100006147 | DOUBLE SWITCH INTERIOR 100MM X 100MM | LEGRAND | ELEC | 100006147.jpg
100006152 | SEAL, LIP TYPE (WATER TEMPERATURE REGULATOR) CAT PN. - 3S-9643 | 3S-9643 | POWERG | 100006152.jpg
100006153 | SEAL, O-RING FOR TUBE ASSEMBLY TO FLANGE CAT PN. - 4F-7387 | 4F7387 | POWERG | 100006153.jpg
100006154 | BOLT-ZC, CAT PN. - 4M-6425 | 4M6425 | POWERG | 100006153.jpg
100006155 | GASKET, CAT PN. - 4W-3100 | 4W3100 | POWERG | 100006155.jpg
100006156 | SEAL, ELBOW TO FLANGE (FRONT) CAT PN. - 5B-4399 | 5B4399 | POWERG | 100006156.jpg
100006157 | SEAL, O-RING (FUEL FILTER) CAT PN. 5D-5957 | 5D5957 | POWERG | 100006157.jpg
100006158 | CLAMP, HOSE CAT PN. 5P-4868 (15.88 X 60.3 - 82.6MM) | 5D5957 | POWERG | 100006158.jpg
100006159 | SEAL, O-RING CAT PN. 5P-5700 (ID 81.9 X 7MM CROSS SECTION DIA ) | 5P-5700 | POWERG | 100006159.jpg
100006160 | SEAL, O-RING CAT PN. 5P-7530 (ID 28.24 X 2.62MM CROSS SECTION DIA ) | 5P-7530 | POWERG | 100006160.jpg
100006161 | SEAL, O-RING CAT PN. 6J-2680 (ID 69.44 X 3.53M CROSS SECTION DIA ) | 6J-2680 | POWERG | 100006161.jpg
100006162 | CLAMP, BAND CAT PN. 6L-3005 (19 X 134.6 MM) | 6L-3005 | POWERG | 100006162.jpg
100006163 | SEAL, O-RING (WATER TEMPERATURE REGULATOR) CAT PN. 6V-1454 (ID 72.89 X 5.33MM CROSS SECTION DIA ) | 6V-1454 | POWERG | 100006163.jpg
100006164 | SEAL, O-RING CAT PN. 6V-3835 (ID 142.24 X 5.33MM CROSS SECTION DIA ) | 6V-3835 | POWERG | 100006164.jpg
100006165 | SEAL, O-RING CAT PN. 6V-5066 (ID 85.1 X 5.33MM CROSS SECTION DIA ) | 6V-5066 | POWERG | 100006165.jpg
100006166 | SEAL, O-RING CAT PN. 6V-9027 (ID 8.9 X 0.7MM CROSS SECTION DIA ) | 6V-9027 | POWERG | 100006166.jpg
100006167 | SEAL, O-RING CAT PN. 6V-9769 (ID 37.74 X 5.33MM CROSS SECTION DIA ) | 6V-9769 | POWERG | 100006167.jpg
100006168 | CONE-SPECIAL ROLLER BEARING CAT PN. 6Y-7651 | 6Y-7651 | POWERG | 100006168.jpg
100006169 | GASKET- CAT PN. - 7E-6016 | 7E-6016 | POWERG | 100006169.jpg
100006170 | LOCKWASHER, EXTERNAL TOOTH CAT PN. 7H-3937 (OD - 2 IN: 0.59 X ID - 1 IN: 0.33 X THICKNESS - 3 IN: 0.03) | 7H-3937 | POWERG | 100006170.jpg
100006171 | GASKET-EXHAUST MANIFOLD CAT PN. 7W-8145 | 7W-8145 | POWERG | 100006171.jpg
100006172 | BOLT, CAT PN. 8C-6561 (5/16 X 34.93 MM) | 8C-6561 | POWERG | 100006172.jpg
100006173 | GASKET, CAT PN. 8N-4524 | 8N-4524 | POWERG | 100006173.jpg
100006174 | GASKET, GASKET-DRIVE HOUSING CAT PN. 8N-9885 | 8N-9885 | POWERG | 100006174.jpg
100006175 | SEAL, O-RING (TUBE TO FRONT ELBOW) CAT PN. 8T-1919 (ID 62.87 X 5.33MM CROSS SECTION DIA ) | 8T-1919 | POWERG | 100006175.jpg
100006176 | BOLT, HEX HEAD ZINC PLATED CAT PN. 8T-8912 (5/16-18X 2.25 IN) | 8T-8912 | POWERG | 100006176.jpg
100006177 | RING, RETAINING CAT PN. 9F-7707 | 9F-7707 | POWERG | 100006177.jpg
100006178 | BOLT, HIGH TEMPERATURE CAT PN. 9L-2295 (3/8-16X1.5 IN) | 9L-2295 | POWERG | 100006178.jpg
100006179 | GASKET- CAT PN. 9Y-6893 | 9Y-6893 | POWERG | 100006179.jpg
100006180 | GASKET, (PRIMING PUMP/COVER) CAT PN. 9Y-8389 | 9Y-8389 | POWERG | 100006180.jpg
100006181 | WASHER, FLANGED CAT PN. 9Y-9Y-6007 | 9Y-6007 | POWERG | 100006181.jpg
100006182 | SENSOR GP (TEMPERATURE-ENGINE COOLANT) CAT PN. 102-0050 | 102-0050 | POWERG | 100006182.jpg
100006183 | SEAL, O-RING CAT PN. 109-2332 (ID 56.52 X 5.33MM CROSS SECTION DIA ) | 109-2332 | POWERG | 100006183.jpg
100006184 | SPLIT RETAINING RING CAT PN. 111-3820 (ID 57.2 CROSS SECTION H 3.9MM X W 6.5MM ) | 111-3820 | POWERG | 100006184.jpg
100006185 | GASKET- CAT PN. 122-8856 | 122-8856 | POWERG | 100006185.jpg
100006186 | SENSOR, AS-PRESSURE HEAVY DUTY 3-PIN CAT PN. 161-1705 | 161-1705 | POWERG | 100006186.jpg
100006187 | SEAL, LIP TYPE CAT PN. 189-5178 | 189-5178 | POWERG | 100006187.jpg
100006188 | GASKET, CAT PN. 230-1072 | 230-1072 | POWERG | 100006188.jpg
100006189 | GASKET, CAT PN. 243-2288 | 243-2288 | POWERG | 100006189.jpg
100006190 | GASKET, EXHAUST MANIFOLD CAT PN. 320-8974 (228.6 X 177.8 X 7.62MM) | 320-8974 | POWERG | 100006190.jpg
100006191 | GASKET, CAT PN. 241-5928 | 241-5928 | POWERG | 100006191.jpg
100006192 | SEAL, O-RING CAT PN. 0336031 (ID 69.44 X 3.53MM CROSS SECTION DIA ) | 0336031 | POWERG | 100006192.jpg
100006193 | INSERT, VALVE SEAT CAT PN. 1302607(STANDARD)(INTAKE) (101.6 X 10.16MM) | 1302607 | POWERG | 100006193.jpg
100006194 | INSERT, VALVE SEAT CAT PN. 130-2608(STANDARD)(EXHAUST) (95.25 X 10.16MM) | 130-2608 | POWERG | 100006194.jpg
100006195 | BUTTON, CAT PN. 1546389 | 1546389 | POWERG | 100006195.jpg
100006196 | SEAL- PIP CAT PN. 2720758 | 2720758 | POWERG | 100006196.jpg
100006197 | CYLINDER HEAD ROTOCOIL AS, CAT PN. 3165978 (203.25 X 50.8MM) | 3165978 | POWERG | 100006197.jpg
100006198 | CYLINDER HEAD ROTOCOIL AS (INLET), CAT PN. 3165979 (95.25 X 22.2MM) | 3165979 | POWERG | 100006198.jpg
100006199 | WASHER, CAT PN. 3165981 | 3165981 | POWERG | 100006199.jpg
100006200 | ROCKER ARM ADJUSTMENT SCREW CAT PN.. 3804843 (L203.2 X W127 X H12.7MM) | 3804843 | POWERG | 100006200.jpg
100006201 | BREEZE VT10565 V BAND CLAMP COUPLING IN RANGE 3/4" 305 SS BAND/CLAMP | VT10565 | POWERG | 100006201.jpg
100006202 | CAPILLARY TUBE 105CM X 1/4" FLARE NUTS | N/A | HVAC | 100006202.jpg
100006203 | GASKET CAT PN.2W-752 | 2W-752 | POWERG | 100006203.jpg
100006204 | OIL SEAL CAT PN. A/F 8C5236 | 8C5236 | POWERG | 100006204.jpg
100006208 | ZIP TIE / CABLE TIE SF370 L: 370MM X W: 7.6MM | 370MM | ELEC | 100006208.jpg
100006209 | ELIMSAN HV FUSE Un= 17.5 Kv In = 63 A Type ES-24-53-063 | ES-24-53-063 | POWERG | 100006209.jpg
100006210 | PRESTOLITE ELECTRIC DC CHARGING ALTERNATOR TYPE AS 123 -VOLTS/AMPS 24V/55AMP -ROTATION REVERSIBLE | TYPE AS 123 | POWERG | 100006210.jpg
100006211 | LAMP CFL 8W 220V 50HZ PIN TYPE | CFL 8W | OMSP | 100006211.jpg
100006205 | REFRIGERATION TUBE 3/8" X 15-MTR | 3/8" X 15-MTR | HVAC | 100006205.JPG
100006206 | SCHNEIDER CONTACTOR LC1 D50 220V 15KW 80AMP 3 POLE MADE IN FRANCE | LC1 D50 | ELEC | 100006206.jpg
100006207 | SIEMENS CONTACTOR 3TF46 230V 15KW 80AMP 3POLE MADE IN TURKEY | 3TF46 | ELEC | 100006207.jpg
100006212 | PROJECTOR LIGHT GAS/METAL HALIDE LAMP 400W 220V | 400W | ELEC | 100006212.jpg
100006215 | ELECTRICAL CABLE 1 X 6MM MADE IN TURKEY |  | ELEC | 100006215.jpg
100006216 | S&C 14.4KV SMU20 FUSE UNIT RATING 150A CAT NO. 612150 | SMU20 | POWERG | 100006216.jpg
100006217 | PERKINS FUEL FILTER 26550001 | 26550001 | POWERG | 100006217.jpg
100006218 | DONALDSON COOLANT FILTER, SPIN ON P554075 | P554075 | POWERG | 100006218.jpg
100006220 | PT FUSE HIGH VOLTAGE 63A 24KV | 63A | POWERG | 100006220.jpg
100006226 | BG SP SWITCH WALL SOCKET 15A 250V ROUND | N/A | ELEC | 100006226.jpg
100006228 | CYLINDER HEAD GASKET 996-221 | FG WILSON | POWERG | 100006228.jpg
100006229 | JOINT 995-711 | FG WILSON | POWERG | 100006229.jpg
100006230 | JOINT 984-009 | FG WILSON | POWERG | 100006230.jpg
100006221 | BG DUPLEX 2 GANG SWITCH WALL SOCKET 13A 250V EUROPEAN | N/A | ELEC | 100006221.JPG
100006222 | BG DUPLEX 2 GANG SWITCH WALL SOCKET 10A 250V EUROPEAN | N/A | ELEC | 100006222.JPG
100006223 | PEARL BG SP SWITCH WALL SOCKET 10A 250V EUROPEAN | PEARL | ELEC | 100006223.JPG
100006224 | BG SP SWITCH WALL SOCKET 20A 250V ROUND | N/A | ELEC | 100006224.JPG
100006225 | SS145 BG SP SWITCH WALL SOCKET 13A 250V SQUARE | SS145 | ELEC | 100006225.JPG
100006232 | FGWILSON O-RING 986-180 | 986-180 FG WILSON | POWERG | 100006232.jpg
100006227 | CUMMINS MAGNETIC PICKUP (SPEED SENSOR) PN. 213272 | 213272 CUMMINS | POWERG | 100006227.JPG
100006233 | FGWILSON GASKET-AIR PIPE 984-034 | 984-034 FG WILSON | POWERG | 100006233.jpg
100006234 | FGWILSON GASKET EXHAUST MANIFOLD 984-064 | 984-064 FG WILSON | POWERG | 100006234.jpg
100006237 | WINDOW GLASS 5MM 86CM X 86CM | MADE IN CHINA | CARP | 100006237.jpg
100006231 | FGWILSON FUEL INJECTOR 10000-12126 | 10000-12126 FGWILSON | POWERG | 100006231.JPG
100006253 | BOLT AND NUT 24MM L: 45MM X D: 15MM | N/A | OMSP | 100006253.jpg
100006254 | BOLT 24MM L: 50MM X D: 15MM | N/A | OMSP | 100006254.jpg
100006255 | BOLT AND NUT 24MM L: 60MM X D: 15MM | N/A | OMSP | 100006255.jpg
100006236 | OSRAM SYLVANIA 69524 XBO 1600W/HS XL OFR XENON LAMP | OSRAM | ELEC | 100006236.JPG
100006256 | BOLT AND NUT 24MM L: 65MM X D: 15MM | N/A | OMSP | 100006256.jpg
100006240 | PCB repair KIT for CARRIER 42QCR009713GE | CARRIER | HVAC | 100006240.JPG
100006243 | ROUND DOOR LOCK 5" JANE MATT SILVER TONE CYLINDRICAL LOCKSET | JANE | CARP | 100006243.JPG
100006244 | ROUND DOOR LOCK 5" DIAMOND BRASS TONE CYLINDRICAL LOCKSET | DIAMOND | CARP | 100006244.JPG
100006245 | GALVANIZED CORRUGATED ROOF SHEETING, THICKNESS 24 GAUGE, WIDTH 115CM x LENGTH 540CM |  | CARP | 100006245.JPG
100006246 | ROUND DOOR LOCK 7" GENSH MATT SILVER TONE COMPLETE SET | GENSH | CARP | 100006246.JPG
100006247 | ROUND DOOR LOCK 7" EXCEL LIGHT MATT SILVER TONE COMPLETE SET | EXCEL | CARP | 100006247.JPG
100006248 | ROUND DOOR LOCK 7" EGTC EVERGREEN CYLINDRICAL DOORLOCK | EGTC | CARP | 100006248.JPG
100006249 | ROUND DOOR LOCK 7" SMC 5791 MAB CYLINDER LOCK | ROUND DOOR LOCK 7" EGTC EVERGREEN CYLINDRICAL DOOR | CARP | 100006249.JPG
100006257 | BOLT AND NUT 24MM L: 75MM X D: 15MM | N/A | OMSP | 100006257.jpg
100006258 | BOLT AND NUT 24MM L: 80MM X D: 15MM | N/A | OMSP | 100006258.jpg
100006259 | BOLT AND NUT 24MM L: 100MM X D: 15MM | N/A | OMSP | 100006259.jpg
100006260 | BOLT AND NUT 24MM L: 110MM X D: 15MM | N/A | OMSP | 100006260.jpg
100006261 | BOLT AND NUT 26MM L: 102MM X D: 16MM | N/A | OMSP | 100006261.jpg
100006266 | 250 AH, 12V MAINTENANCE FREE BATTERY | GUANGDONG,CHINA (MAINLAND) | POWERG | 100006266.jpg
100006268 | AIR FILTER SFA 5182P | SFA 5182P | POWERG | 100006268.jpg
100006269 | BATTERY DISTILLED WATER (NONE ACID) |  | POWERG | 100006269.jpg
100006271 | SLEEVE BEARING CRATHCO | SLEEVE BEARING | POWERG | 100006271.jpg
100006262 | HEATER GP-JACKET WATER TEMP RANGE 27C - 38C CAT 228-7232 | CAT 228-7232 | POWERG | 100006262.JPG
100006272 | PVC WYE, COMBINATION, DWV 2" CHARLOTTE |  | PLUMB | 100006272.jpg
100006267 | TOSHIBA A/C COMPRESSOR 9000 BTU PH165X1CY-4DGD 220-240V | TOSHIBA | HVAC | 100006267.JPG
100006273 | CLEAR LAMINATED GLASS FOR WINDOW, 112CM X 52CM X 7MM | SGT-LA055 | CARP | 100006273.jpg
100006274 | CLEAR LAMINATED GLASS FOR WINDOW, 112CM X 59CM X 7MM | SGT-LA055 | CARP | 100006274.jpg
100006270 | COPELAND SCROLL COMPRESSOR ZR57KC - TFD-522 380-460 50-60HZ LRA 59.6 | ZR57KCTF5230 | HVAC | 100006270.JPG
100006275 | COUPLING MALE & FEMALE 4" BRASS |  | PLUMB | 100006275.jpg
100006280 | 40 AH, 12V Rechargeable sealed lead acid Maintenance Free Battery | Power Sonic | POWERG | 100006280.jpg
100006281 | REPAIR COUPLING WITH CLAMP 1 1/4" DRAIN PIPE TO X 1 1/2" |  | PLUMB | 100006281.jpg
100006282 | COUPLING REDUCER GI 1" X 3/4" |  | PLUMB | 100006282.jpg
100006283 | GALVANIZED NIPPLE GI 2" X 5" |  | PLUMB | 100006283.jpg
100006278 | Fuel Cooler CRDA1184-C5 | Covrad | POWERG | 100006278.JPG
100006285 | END CAP CPVC 1" SCH 80 |  | PLUMB | 100006285.jpg
100006287 | PVC P-TRAP SOLVENT WELD JOINT 1 1/2" CHARLOTTE |  | PLUMB | 100006287.jpg
100006288 | PVC P-TRAP WITH SLIP JOINT NUT BAG 1 1/2" X 1 1/4" PROFLO PN. PF39400B | PROFLO PN. PF39400B | PLUMB | 100006288.jpg
100006289 | PVC ADAPTER FEMALE DWV 1 1/2 " X 1 1/4" |  | PLUMB | 100006289.jpg
100006284 | PVC END PLUG DWV MPT CHARLOTTE 2" |  | PLUMB | 100006284.JPG
100006290 | PVC ADAPTER MALE DWV 1 1/2" X 1 1/4" CHARLOTTE PN. 61194203287 | 61194203287 | PLUMB | 100006290.jpg
100006286 | EVERTITE ALUMINUM CAMLOCK END CAP 4" |  | PLUMB | 100006286.JPG
100006291 | PVC ADAPTER MALE DWV 4" CHARLOTTE PN. 61194203290 | 61194203290 | PLUMB | 100006291.jpg
100006292 | PVC ADAPTER CLEANOUT DWW 1 1/2" CHARLOTTE PN. 61194203239 | 61194203239 | PLUMB | 100006292.jpg
100006293 | PVC ADAPTER FEMALE DWV 2" CHARLOTTE PN. 61194203199 | 61194203199 | PLUMB | 100006293.jpg
100006294 | ELBOW 45D CPVC 2" SCH 80 | NSF - F439 | PLUMB | 100006294.jpg
100006298 | PVC ELBOW LONG SWEEP DWV 1 1/2" |  | PLUMB | 100006298.jpg
100006299 | PVC ELBOW 45D W/ HUB DWV 1 1/2" SCH 40 | NIBCO | PLUMB | 100006299.jpg
100006301 | BALL VALVE CPVC 1" |  | PLUMB | 100006301.jpg
100006302 | WC SEAT WITHOUT COVER OFF WHITE COLOR |  | PLUMB | 100006302.jpg
100006295 | PRESSURE GAUGE 16 BAR / 230 PSI NPT 3/8" |  | PLUMB | 100006295.JPG
100006296 | PRESSURE GAUGE 28 BAR / 400 PSI NPT 3/8" |  | PLUMB | 100006296.JPG
100006297 | PRESSURE GAUGE 7 BAR / 100 PSI NPT 1/4" |  | PLUMB | 100006297.JPG
100006303 | WAX TOILET BOWL GASKET WITH POLYETHYLENE FLANGE |  | PLUMB | 100006303.jpg
100006304 | URINAL STATIONARY PORCELAIN 18" X 12 1/2" BRIGGS |  | PLUMB | 100006304.jpg
100006300 | CHECK VALVE SWING CAST IRON FLANGED 2" |  | PLUMB | 100006300.JPG
100006305 | PIPE INSULATION SEAM SEAL BLACK 1 1/4" X 6' |  | OMSP | 100006305.jpg
100006308 | SNIPER SCREEN 7' X 8' DARK GREEN |  | OMSP | 100006308.jpg
100006309 | LOCK WASHER GRADE 18.8 X 1/4" |  | PLUMB | 100006309.jpg
100006310 | SELF TAPPING SCREW 5/16" X 1" |  | PLUMB | 100006310.jpg
100006311 | LOCK WASHER 12" X 3/4" |  | PLUMB | 100006311.jpg
100006306 | HUBBEL SINGLE THROW SWITCH 20A 120-277 VAC |  | ELEC | 100006306.JPG
100006307 | CIRCUIT BREAKER LOAD CENTER OUTDOOR 100 AMP |  | POWERG | 100006307.JPG
100006312 | MECHANICAL ANCHOR TOOLS 10MM |  | OMSP | 100006312.jpg
100006313 | LOCK NUT W/ SPRING 3/8" |  | PLUMB | 100006313.jpg
100006314 | EMT C - CLAMP WITH PLATE 1 1/4" |  | PLUMB | 100006314.jpg
100006316 | PRESSURE GAUGE 10 BAR / 140 PSI NPT 1/4" |  | PLUMB | 100006316.jpg
100006323 | RUNNING CAPACITOR 5UF 400VAC 50-60HZ |  | HVAC | 100006323.jpg
100006326 | VOLVO FUEL FILTER 20976003 | 20976003 | POWERG | 100006326.jpg
100006328 | VOLVO FUEL FILTER 20998367 | 20998367 | POWERG | 100006328.jpg
100006315 | SLUGDE TRANSFER PUMP 3'' P1/P2 2.1/2.5 KW 380-415VAC 50HZ TPYE : SE1.80.80.15.50D.B / P.C 1305)(MOD: 9604753310000855/ EN12050-1)(Hmax:10.6m / Qmax 123 M3/h / |  | PLUMB | 100006315.JPG
100006329 | PIPE CLA MP 2" X W:2" X L:40CM |  | PLUMB | 100006329.jpg
100006321 | LED RECESSED PANEL LUMINAIRE, CEM, CMCL511, VOLTAGE: 85-265V 50-60Hz, POWER: 12W 6000K, DIMENSION: W 295MM X L 295MM X H10MM, "OR APPROVED EQUAL" | CMCL511 | ELEC | 100006321.JPG
100006322 | LED DRIVER, CEM, CMCL511, INPUT: AC85-265V 50/60Hz, OUTPUT: DC43V MAX, CONSTANT CURRENT: DC300mA, LOAD 12W, "OR APPROVED EQUAL" | CMCL511 | ELEC | 100006322.JPG
100006331 | BUSHING REDUCER GI 3"X1 1/2" |  | PLUMB | 100006331.jpg
100006332 | CEMENT BLOCK 8”X8”X16” |  | PLUMB | 100006332.jpg
100006327 | PVC CROSS PIPE 2" SCH 40 |  | PLUMB | 100006327.JPG
100006335 | LINE, SUPPLY, TOILET, 1/2 IN X 7/8-16 IN, PROFLO P/N PF147493 |  | PLUMB | 100006335.jpg
100006337 | COUPLING CPVC SOCKET SCH 80 2 IN NIBCO P/N CB00750 |  | ELEC | 100006337.jpg
100006340 | 1x25mm2 COPPER FLEXIBLE CABLE | PRYSMIAN | POWERG | 100006340.jpg
100006341 | 12V,150AH DRY CELL BATTERY (FREE MAINTENANCE) WIDTH 200MM, 320MM LENGTH, 380MM |  | POWERG | 100006341.jpg
100006333 | CHLORINE DOSING PUMP 230V 50/60 HZ TYPE HC 2, 1 Amp | AQUA | OMSP | 100006333.JPG
100006334 | "TEE, REDUCING, SANITARY, DWV, PVC, 2 IN X 1 1/2 IN X 1 1/2 IN, CHARLOTTE P/N 61194203469" |  | PLUMB | 100006334.JPG
100006343 | GASKET 996-626 | FG WILSON | POWERG | 100006343.jpg
100006336 | WYE, COMBINATION, 45 DEGREE BEND, DWV, PVC, 4 IN, |  | PLUMB | 100006336.JPG
100006344 | BOLT 996-711 | FG WILSON | POWERG | 100006344.jpg
100006338 | MOTOR STARTING MOTOR | 200 MFD 220/275 VAC 50/60HZ | POWERG | 100006338.JPG
100006339 | LEESON EXHAUST FAN MOTOR Model#C182C14DB3A 1.5KW, 2HP, 1440 RPM,220V,50Hz | LEESON | HVAC | 100006339.JPG
100006345 | WASHER 996-669 | FG WILSON | POWERG | 100006345.jpg
100006346 | BOLT 996-886 | FG WILSON | POWERG | 100006346.jpg
100006342 | PRIMING PUMP 996-688 | FG WILSON | POWERG | 100006342.JPG
100006347 | WASHER 996-642 | FG WILSON | POWERG | 100006347.jpg
100006348 | PIPE GI 2" X METER |  | PLUMB | 100006348.jpg
100006349 | PIPE GI 1 1/2" X METER |  | PLUMB | 100006349.jpg
100006350 | PIPE GI 1" X METER |  | PLUMB | 100006350.jpg
100006351 | PIPE GI 3/4" X METER |  | PLUMB | 100006351.jpg
100006352 | PIPE GI 1/2" X METER |  | PLUMB | 100006352.jpg
100006353 | PIPE GI 4" X METER |  | PLUMB | 100006353.jpg
100006354 | GI PIPE 2 1/2" X METER |  | PLUMB | 100006354.jpg
100006356 | FUNNEL , BIG SIZE STEEL TYPE |  | OMSP | 100006356.jpg
100006360 | CAPACITORS 5UF 450VAC 50HZ 10 000AFC |  | HVAC | 100006360.jpg
100006361 | FLUORESCENT LAMP DAYLIGHT 6 WATT |  | ELEC | 100006361.jpg
100006363 | FAN BELT A-102 | DONGIL | POWERG | 100006363.jpg
100006355 | VIKO SURFACE MOUNT DISTRIBUTION BOX 16 CIRCUIT BREAKER | VIKO12 | ELEC | 100006355.JPG
100006364 | FAN BELT B-42 |  | POWERG | 100006364.jpg
100006357 | VENTILATOR FAN CHAYSOL V720063, 550W, 230V, 50Hz, 1400RPM, 3.400 m³/h, “OR APPROVED EQUAL” | CHAYSOL | ELEC | 100006357.JPG
100006358 | WATERPROOF SURFACE MOUNT GFCI DUPLEX RECEPTACLE 70225-10HGD, 230V, 16Amp, 50/60Hz, (10Ma. TRIP) “OR APPROVED EQUAL” | SCHUKO | ELEC | 100006358.JPG
100006359 | CONNECTOR, BRAIDED, STAINLESS STEEL, 3/8 IN X 1/2 IN X 16 IN, WATTS P/N CFC-S-CF-16, OR APPROVED EQUAL |  | PLUMB | 100006359.JPG
100006365 | FAN BELT B-44 |  | POWERG | 100006365.jpg
100006368 | CLEAR LAMINATED GLASS FOR WINDOW, 85CM X 33CM X 8MM |  | CARP | 100006368.jpg
100006362 | SYLVANIA HALOGEN 75W 120V |  | ELEC | 100006362.JPG
100006369 | SEAL - TIMING CASE COVER 936-012 | FG WILSON | POWERG | 100006369.jpg
100006370 | SEAL O-RING 997-063 | FG WILSON | POWERG | 100006370.jpg
100006371 | SEAL 997-064 | FG WILSON | POWERG | 100006371.jpg
100006366 | CAPACITOR 12UF -5%/+10% 400 VAC 50/60 HZ |  | HVAC | 100006366.JPG
100006367 | RUNNING CAPACITOR 30 MFD 400 VAC + - 5% PLASTIC WATER PROOF | 30 MFD 400 VAC + - 5% | HVAC | 100006367.JPG
100006372 | OIL SEAL 902-058 | FG WILSON | POWERG | 100006372.jpg
100006373 | O-RING 902-135 | FG WILSON | POWERG | 100006373.jpg
100006374 | SEAL-TIMING CASE 934-974 | FG WILSON | POWERG | 100006374.jpg
100006375 | FRONT OIL SEAL 994-639 | FG WILSON | POWERG | 100006375.jpg
100006377 | WASHER 10MM PER KG |  | PLUMB | 100006377.jpg
100006378 | SHEET METAL GAUGE 18 WIDTH 1 MTR X LENGTH 2.5 MTR |  | CARP | 100006378.jpg
100006379 | LAMP CFL 36 WATT SCREW TYPE |  | ELEC | 100006379.jpg
100006380 | DOOR SPRING 7" |  | CARP | 100006380.jpg
100006376 | PROJECTOR BALLAST-400WATT | PHILIPS | ELEC | 100006376.JPG
100006381 | ELBOW PPR 1" DEGREE 90 INSIDE THREAD |  | PLUMB | 100006381.jpg
100006382 | COUPLING REDUCER GI 2"X 2 1/2" |  | PLUMB | 100006382.jpg
100006383 | ASPHALT PAPER |  | CARP | 100006383.jpg
100006384 | GI WIRE 8MM |  | CARP | 100006384.jpg
100006385 | GASKET TAPPET COVER SE 152/26 |  | POWERG | 100006385.jpg
100006386 | GASKET FOR INLET PART# 282/295 |  | POWERG | 100006386.jpg
100006387 | GASKET EXHAUST PART# 283-110 |  | POWERG | 100006387.jpg
100006388 | STEEL WASHER PART# 554-127 |  | POWERG | 100006388.jpg
100006389 | RING HEAD CYLINDER PART# SE2H | SE2H | POWERG | 100006389.jpg
100006390 | BOLT FOR HEAD CYLINDER PART# 314086 |  | POWERG | 100006390.jpg
100006391 | SNIPER SCREEN WIDTH 3 MTR LENGTH 50 MTR |  | CARP | 100006391.jpg
100006392 | PVC JOINT BOX 20X20 CM |  | ELEC | 100006392.jpg
100006393 | NUT AND BOLT 10MM LENGTH 50MM |  | PLUMB | 100006393.jpg
100006394 | NUT AND BOLT 24MM LENGTH 240MM |  | PLUMB | 100006394.jpg
100006395 | NUT AND BOLT 14MM LENGTH 75MM |  | PLUMB | 100006395.jpg
100006396 | NUT AND BOLT 12MM LENGTH 36MM |  | PLUMB | 100006396.jpg
100006397 | NUT AND BOLT 22MM LENGTH 150MM |  | PLUMB | 100006397.jpg
100006398 | TEE GI 1 1/2"X3/4" 90º |  | PLUMB | 100006398.jpg
100006399 | PVC FLANGE 2" SCHEDULE 80 |  | PLUMB | 100006399.jpg
100006402 | SADDLE CLAMP 3" |  | PLUMB | 100006402.jpg
100006403 | TUBING STEEL 100X50X2MM X 6MT |  | OMSP | 100006403.jpg
100006404 | TUBING STEEL 60X30X2MM X6MT |  | OMSP | 100006404.jpg
100006405 | NUT & BOLT 30MM (LENGTH 120MM X DIAGONAL 19.5MM) WITH WASHER | 30MM | PLUMB | 100006405.jpg
100006400 | COMMERCIAL PROGRAMMABLE THERMOSTAT, CARRIER 33CSSP2-WC, WALL MOUNT, POWER METHOD: 5 VA @ 24 VAC 50/60 Hz, “OR APPROVED EQUAL” | CARRIER | ELEC | 100006400.JPG
100006401 | FUEL WATER SEPARATOR SEDIMENT BOWL 343-5527 | CATERPILLER | POWERG | 100006401.JPG
100006409 | SWITCH FOR SABRO UNIT HEATER ON/OFF KDC7 15/30A 250V | SABRO/XLIN | ELEC | 100006409.jpg
100006411 | HEAT SINK ASSEMBLY 298-3817 | 298-3817 | POWERG | 100006411.jpg
100006412 | GROUND ROD 14MMX1.5M | 14MMX1.5M | ELEC | 100006412.jpg
100006413 | NUT AND BOLT 13MM LENGTH 60MM | 13MM LENGTH 60MM | CARP | 100006413.jpg
100006407 | CHIGO A/C SPLIT TYPE CROSS FLOW FAN 24000 BTU D :101MM X 850MM | D:101MM X 850MM | HVAC | 100006407.JPG
100006408 | POWER RELAY, TE CONNECTIVITY / SCHRACK PT570024, PT SERIES, 4PDT, 24 VDC, 6 A, SOCKET, NON LATCHING, PART# 1-1393154-2 | TE CONNECTIVITY | ELEC | 100006408.JPG
100006414 | NUT AND BOLT 13MM LENGTH 80MM | 13MM LENGTH 80MM | CARP | 100006414.jpg
100006410 | THERMOSTAT FOR SABRO UNIT HEATER 60 DEGREE BYDQ | SABRO | PLUMB | 100006410.JPG
100006415 | OSRAM DULUX TUBE LIGHT 40 WATT 220 VOLT |  | ELEC | 100006415.jpg
100006416 | BOILER FLEXIBLE PIPE 40 CM X 1/2" | 40 CM X 1/2" | PLUMB | 100006416.jpg
100006417 | NUT AND BOLT 26MM LENGTH 29MM | 26MM LENGTH 29MM | CARP | 100006417.jpg
100006418 | EXHAUST FAN 4" PLASTIC SQUARE TYPE |  | ELEC | 100006418.jpg
100006420 | GROUND CLAMP 1" |  | ELEC | 100006420.jpg
100006426 | DIODE - VARISTER KIT 0249-0798 | CUMMINS | POWERG | 100006426.jpg
100006427 | ALTERNATOR REAL OIL SEAL 3642365 | CUMMINS | POWERG | 100006427.jpg
100006428 | RED PAINT COLOR 1KG | BERAJ | OMSP | 100006428.jpg
100006429 | PVC COUPLING 6" SCH 80 INSIDE THREAD |  | PLUMB | 100006429.jpg
100006421 | ELEMENT WATER HEATER 2000 WATT 5 BOLT | 2000 WATT 5 BOLT | PLUMB | 100006421.JPG
100006423 | CONTACTOR 1P40A 240/480/600 VAC 1 POLE 40 FLA COIL 208 - 240 VAC 50/60HZ | 1P40A | HVAC | 100006423.JPG
100006424 | PROJECTOR CAPACITOR 1000W 220 - 240V 50-60 HZ | 1000W | ELEC | 100006424.JPG
100006425 | V- BELT 9.5*1725 | JAPAN-TECH | POWERG | 100006425.JPG
100006430 | TEE PVC 2.5" SCH 80 - 90* |  | PLUMB | 100006430.jpg
100006435 | 8" RUBBER EXPANSION JOINT 200MM |  | PLUMB | 100006435.jpg
100006438 | AIR FILTER AF5311 |  | POWERG | 100006438.jpg
100006439 | AIR FILTER SFA 5492P |  | POWERG | 100006439.jpg
100006440 | AIR FILTER SFA 7725P |  | POWERG | 100006440.jpg
100006431 | HEATER WATER ELEMENT 18000W COMMERCIAL, 208 V, 3P, 18 KW |  | PLUMB | 100006431.JPG
100006432 | SNT 100-160 SINGLE STAGE CENTRIFUGAL PUMPS 4HP | TSE-POMPALARI | HVAC | 100006432.JPG
100006433 | CEILING SUSPENSION SYSTEM T385 |  | CARP | 100006433.JPG
100006434 | A/C OUTDOOR FAN MOTOR YDK-120S64020-01 220V 50/60HZ 900RPM/2SPD |  | HVAC | 100006434.JPG
100006442 | PIPE CLAMP 1.5" X W 2" X L 40CM |  | CARP | 100006442.jpg
100006437 | V-BELT 12.5 X 1700 LA, TOP WIDTH 12.5MM, THICKNESS 10MM, OUTSIDE LENGTH 1700MM | TRENDBELT | POWERG | 100006437.JPG
100006443 | WINDOW GLASS FABRICE 80CM X 100CM |  | CARP | 100006443.jpg
100006444 | PVC GLUE 717 1KG GRAY | WELDON | PLUMB | 100006444.jpg
100006445 | PVC SLIP FLANGE 10” SCH 80 LOOSE RING 12 BOLT HOLES | VAN STONE | PLUMB | 100006445.jpg
100006441 | CIRCUIT BREAKER LEGRAND 40 AMP 25 KA TRIPLE POLE MCCB 400V DPX 125 250 38 BS EN 60947 | LEGRAND | ELEC | 100006441.JPG
100006448 | PVC DOOR HANDLE 5" |  | CARP | 100006448.jpg
100006449 | BOLT AND NUT M20 X 120MM, FULL THREAD, WITH 2 FLAT ROUND WASHERS (FOR FLANGE 10”) | 121929 | PLUMB | 100006449.jpg
100006451 | PRIME PARTS OIL FILTER 996-452 | 996-452 | POWERG | 100006451.jpg
100006452 | AIR FILTER 995-690 | 995-690 | POWERG | 100006452.jpg
100006453 | WATER COOLANT FILTER WF2054 | WF2054 | POWERG | 100006453.jpg
100006454 | CLEAR LAMINATED GLASS FOR WINDOW, 85CM X 63CM X 8MM | SGT-LA055 | CARP | 100006454.jpg
100006450 | CENTRIFUGAL PUMP, F.EL.SOM FCH200, 2HP, 1.5KW, 220V, 50Hz, 480 L/MIN, SUCTION: 2”, DELIVERY: 2”, “OR APPROVED EQUAL” | F.EL.SOM | PLUMB | 100006450.JPG
100006463 | SEAL VALVE INSERT 996-599 | FG WILSON | POWERG | 100006463.jpg
100006464 | SEAL VALVE INSERT 996-600 | FG WILSON | POWERG | 100006464.jpg
100006465 | SPRING OUTER 906-017 | FG WILSON | POWERG | 100006465.jpg
100006466 | SPRING INNER 906-035 | FG WILSON | POWERG | 100006466.jpg
100006455 | CERAMIC FUSE, H&BRUSH R019H, 63A, 600V, 20.5MM X 127MM | H&BRUSH | ELEC | 100006455.JPG
100006458 | FPZ INLINE AIR FILTER / CARTRIDGE 25FL8 / 25CF8 | 25FL8 / 25CF8 | PLUMB | 100006458.JPG
100006460 | GENERAL DUTY FUSIBLE SAFETY SWITCH, SQUARE D, D322NRB, 60 Amp, 240 VAC, 3-POLE | SCHNEIDER ELECTRIC | ELEC | 100006460.JPG
100006461 | GREENHECK FAN MOTOR 311732, 220–240V, 50/60Hz, 1550 RPM (1290 @ 50 Hz), .80/.70 Amp, “OR APPROVED EQUAL” | GREENHECK | HVAC | 100006461.JPG
100006462 | VALVE INLET 936-169 | FG WILSON | POWERG | 100006462.JPG
100006467 | TAB WASHER 974-195 | FG WILSON | POWERG | 100006467.jpg
100006468 | SEAL 905-054 | FG WILSON | POWERG | 100006468.jpg
100006469 | COLLET 930-542 | FG WILSON | POWERG | 100006469.jpg
100006470 | VALVE EXHAUST 936-170 | FG WILSON | POWERG | 100006470.jpg
100006471 | GUIDE 994-534 | FG WILSON | POWERG | 100006471.jpg
100006472 | SLEEVE 998-695 | FG WILSON | POWERG | 100006472.jpg
100006475 | SWITCH LIGHT TWO WAY 3PDT 220V 10AMP (WIKSEL) |  | ELEC | 100006475.jpg
100006476 | SMALL ANGLE VALVE 1/2", MAK MADE IN GERMANY |  | PLUMB | 100006476.jpg
100006477 | PLUMBING SEALANT |  | PLUMB | 100006477.jpg
100006480 | TOSHIBA FLUORESCENT TUBE LIGHT FL40T8D/63 120CM X 36 WATT |  | ELEC | 100006480.jpg
100006474 | OSRAM DULUX DE 26W / 865 ENERGY SAVING 2-PIN LAMP - DAYLIGHT COLOR - G24Q-3 CAP |  | ELEC | 100006474.JPG
100006482 | OSRAM FLUORESCENT STARTER 4 - 65W 220-240VAC |  | ELEC | 100006482.jpg
100006483 | UNION PPR 1" |  | PLUMB | 100006483.jpg
100006484 | UNION PPR 2" |  | PLUMB | 100006484.jpg
100006478 | SCHNEIDER ELECTRIC LC1D115 3-POLE CONTACTOR STARTER LA9 D 115603/604, 250 Amp, (220V 50/60Hz AC COIL) “OR APPROVED EQUAL” | LC1D115 | ELEC | 100006478.JPG
100006485 | CHECK VALVE BRASS 1" |  | PLUMB | 100006485.jpg
100006481 | INDUCTIVE BALLAST / CHOCK 36-40 W (STEEL) |  | ELEC | 100006481.JPG
100006486 | CHECK VALVE BRASS 2" |  | PLUMB | 100006486.jpg
100006487 | PVC CHECK VALVE 2" SPRING TYPE |  | PLUMB | 100006487.jpg
100006488 | PVC CHECK VALVE 1 1/2" SPRING TYPE |  | PLUMB | 100006488.jpg
100006489 | UNION PPR 1 1/2" ONE SIDE W/ THREAD |  | PLUMB | 100006489.jpg
100006490 | CHECK VALVE BRASS 1 1/2" |  | PLUMB | 100006490.jpg
100006492 | NIPPLE GI 2" |  | PLUMB | 100006492.jpg
100006493 | COUPLING PPR OUTSIDE THREAD 2" |  | PLUMB | 100006493.jpg
100006494 | COUPLING PPR OUTSIDE THREAD 1 1/2" |  | PLUMB | 100006494.jpg
100006497 | HYUNDAI CIRCUIT BREAKER C16 16 AMP 1P 230/400V | C16 | ELEC | 100006497.jpg
100006491 | CHLORINE TCCA 98% GRANULAR PAC / 20KG |  | OMSP | 100006491.JPG
100006498 | HYUNDAI CIRCUIT BREAKER C25 220V 1P | C25 | ELEC | 100006498.jpg
100006499 | HYUNDAI CIRCUIT BREAKER C20 20 AMP 1P 220V | C20 | ELEC | 100006499.jpg
100006505 | CLAMP REPAIR STAINLESS STEEL 8" W X 6" DIA |  | PLUMB | 100006505.jpg
100006495 | HYUNDAI CIRCUIT BREAKER C32 32 AMP 1P 220V | C32 | ELEC | 100006495.JPG
100006496 | LSN CIRCUIT BREAKER B32 32 AMP 1P 220V | B32 | ELEC | 100006496.JPG
100006506 | SOLID WOOD EXTERIOR DOUBLE DOOR, HEIGHT 194CM X TOTAL WIDTH 148CM X 4.5CM THICKNESS (BROWN COLOR) | GRAND SHINE | CARP | 100006506.jpg
100006522 | ALUMINUM DOOR HINGE 3" (SILVER COLOR) | AKMANLAR | CARP | 100006522.jpg
100006527 | Fan Shaft Ball Bearing 6306-Z | NTN CORPORATION | POWERG | 100006527.jpg
100006500 | LEGRAND CIRCUIT BREAKER C20 20 AMP 1P 220V | C20 | ELEC | 100006500.JPG
100006501 | SUPER GENERAL PCB KIT FOR 48000 BTU T1805R |  | HVAC | 100006501.JPG
100006502 | MODULAR CONTACTOR LEGRAND 04077, 63A, 3P, (230V 50Hz AC COIL) “OR APPROVED EQUAL” | LEGRAND | ELEC | 100006502.JPG
100006503 | CHIGO PCB KIT 9000BTU WITH THERMOSTAT AND DISPLAY BOARD | CHIGO PCB KIT 9000BTU | HVAC | 100006503.JPG
100006504 | *AK LOCK MODEL KIL001* DOOR LOCK 7" COMPLETE SET | MODEL KIL001 | CARP | 100006504.JPG
100006529 | AIR FILTER F8-109 | STODDARD | POWERG | 100006529.jpg
100006530 | NUT & BOLT 19MM (LENGTH 29MM X DIAGONAL 12MM) | 19MM | PLUMB | 100006530.jpg
100006507 | ELEMENT WATER HEATER 4500W, 220V (USA) 360MM | 4500W | PLUMB | 100006507.JPG
100006508 | ELEMENT WATER HEATER 3500-4500W, 208-240V (USA) 290MM | 4500W | PLUMB | 100006508.JPG
100006509 | ELEMENT WATER HEATER 1 1/2" 2000-3000W, 220V, 480MM (TURKEY) | 30000W | PLUMB | 100006509.JPG
100006510 | ELEMENT WATER HEATER 2" 4000W, 220V, 480MM (TURKEY) | 4000W | PLUMB | 100006510.JPG
100006511 | ELEMENT WATER HEATER 10000W, 230V, 460MM (TURKEY) | 10000W | PLUMB | 100006511.JPG
100006512 | ELEMENT WATER HEATER 2" 10000W, 230V, 400MM (TURKEY) | 10000W | PLUMB | 100006512.JPG
100006513 | ELEMENT WATER HEATER 2" 12000W, 230-380V, 480MM (TURKEY) | 120000W | PLUMB | 100006513.JPG
100006514 | ELEMENT WATER HEATER 2" 4500W, 380V, 315MM 2" (TURKEY) WITH THERMOSTAT | 4500W | PLUMB | 100006514.JPG
100006515 | ELEMENT WATER HEATER 4500W, 380V, 270MM 1.5" (TURKEY) WITH THERMOSTAT | 4500W | PLUMB | 100006515.JPG
100006516 | ELEMENT WATER HEATER 1 1/2" 6000W, 380V, 270MM 1.5" (TURKEY) WITH THERMOSTAT | 6000W | PLUMB | 100006516.JPG
100006517 | ELEMENT WATER HEATER 2500W, 230V (ARISTON) 5 BOLTS WITH THERMOSTAT | 2500W | PLUMB | 100006517.JPG
100006518 | ELEMENT WATER HEATER 2000W, 230V (ARISTON) 5 BOLTS WITH THERMOSTAT | 2000W | PLUMB | 100006518.JPG
100006520 | PVC WINDOW HANDLE WITH ROD 10CM, LATCH COMPLETE MECHANICAL ACCESORIES AS PER SAMPLE | WINHOUSE | CARP | 100006520.JPG
100006531 | NUT & BOLT 19MM (LENGTH 39MM X DIAGONAL 12MM) | 19MM | PLUMB | 100006531.jpg
100006524 | BRITON 1413E/LE.SE OUTSIDE ACCESS DEVICE LEVER WITH EURO PROFILE CYLINDER | BRITON | CARP | 100006524.JPG
100006525 | BRITON 379.N MORTICE PANIC NIGHT LATCH (SILVER FINISH) | BRITON | CARP | 100006525.JPG
100006526 | ALUMINUM WINDOW TRIM, F-SHAPE PROFILE (WHITE COLOR) | JY | CARP | 100006526.JPG
100006532 | NUT & BOLT 14MM (LENGTH 79MM X DIAGONAL 8MM) WITH WASHER | 14MM | PLUMB | 100006532.jpg
100006533 | NUT & BOLT 14MM (LENGTH 59MM X DIAGONAL 8MM) WITH WASHER | 14MM | PLUMB | 100006533.jpg
100006534 | NUT & BOLT 13MM (LENGTH 25MM X DIAGONAL 7.5MM) WITH WASHER | 13MM | PLUMB | 100006534.jpg
100006535 | NUT & BOLT 30MM (LENGTH 148MM X DIAGONAL 19MM) WITH WASHER | 30MM | PLUMB | 100006535.jpg
100006536 | NUT & BOLT 30MM (LENGTH 98MM X DIAGONAL 20MM) WITH WASHER | 30MM | PLUMB | 100006536.jpg
100006537 | NUT & BOLT 22MM (LENGTH 120MM X DIAGONAL 14MM) | 22MM | PLUMB | 100006537.jpg
100006538 | SCREW (LENGTH 12MM X DIAGONAL 6MM) |  | PLUMB | 100006538.jpg
100006539 | SCREW (LENGTH 14MM X DIAGONAL 6MM) |  | PLUMB | 100006539.jpg
100006540 | SCREW (LENGTH 11MM X DIAGONAL 6MM) |  | PLUMB | 100006540.jpg
100006543 | FLEXIBLE PIPE 80CM (1/2") | OLD 100001482 | PLUMB | 100006543.jpg
100006544 | MALE PLUG 16AMP | OLD 100001024 | ELEC | 100006544.jpg
100006545 | FLEXIBLE PIPE 60CM (1/2") | OLD 100001480 | PLUMB | 100006545.jpg
100006553 | ELECTRICAL CABLE 3 X 2.5MM MADE IN TURKEY |  | ELEC | 100006553.jpg
100006554 | OSRAM FLUORESCENT STARTER 4 - 65W 220-240VAC |  | ELEC | 100006554.jpg
100006555 | BALL VALVE BRASS 1/2" |  | PLUMB | 100006555.jpg
100006558 | FLEXIBLE PIPE 1/2" X 50CM |  | PLUMB | 100006558.jpg
100006549 | ELEMENT WATER HEATER 1 1/2" 2000W, 220V, 280MM (TURKEY) | TURKEY | PLUMB | 100006549.JPG
100006550 | WATER JACKET HEATER WITH THERMOSTAT, 240 VAC, 4000 WATTS, 1 PHASE | HOTSTART | PLUMB | 100006550.JPG
100006552 | HIGH PRESSURE HYDRAULIC RUBBER OIL FLEXIBLE HOSE 3/4", 105 BAR/1525PSI |  | PLUMB | 100006552.JPG
100006560 | FLEXIBLE PIPE 40 CM (1/2") |  | PLUMB | 100006560.jpg
100006564 | DOOR CLOSER 7" | OLD MRN# 100000547 | CARP | 100006564.jpg
100006566 | FLEXIBLE PIPE 1/2" X 50CM | OLD MRN#100001479 | PLUMB | 100006566.jpg
100006556 | FLUORESCENT LIGHT TLD 10 WATT BUG KILLER |  | ELEC | 100006556.JPG
100006557 | DOUBLE ABOVE WALL SOCKET 220 V 25 AMP MADE IN TURKEY |  | ELEC | 100006557.JPG
100006567 | ANCHOR FISHER 8-MM | OLD MRN#100000517 | CARP | 100006567.jpg
100006559 | ELEMENT WATER HEATER 3X1000W, 230V (ARISTON) 5 BOLTS WITH THERMOSTAT |  | PLUMB | 100006559.JPG
100006569 | CARTRIDGE 4044427 | 4044427 | POWERG | 100006569.jpg
100006562 | SCHNEIDER ELECTRIC COMPONENT CCT15268: WALL-MOUNTED CELL FOR IC2000 TWILIGHT SWITCH | CCT15268 | ELEC | 100006562.JPG
100006563 | V-BELT A35, TOP WIDTH 1/2", THICKNESS 5/16", OUTSIDE LENGTH 37" | DAYTON | POWERG | 100006563.JPG
100006572 | PISTON AS 3804885 / 3630716 | AS 3804885 / 3630716 | POWERG | 100006572.jpg
100006565 | HEAT ELEMENT, SABRO BRAND, 1000W, 220V, 50HZ MODEL: MZFR-J1033 | OLD MRN#100002510 | ELEC | 100006565.JPG
100006573 | SPRING 3633840 / 3643725 | 3633840 / 3643725 | POWERG | 100006573.jpg
100006578 | LAMP / BULB 60 WATT |  | ELEC | 100006578.jpg
100006568 | CURRENT TRANSFORMER (CT) (TYPE: ENT.100, RATIO: 2000/5 AMP, 15 VA, CLASS: 0.5, KV: 0.72/3, 50 HZ, ITH=60 IN, BRAND: ENTES) | ENTES | ELEC | 100006568.JPG
100006579 | FLUORESCENT LIGHT TLD 10 WATT BUG KILLER |  | ELEC | 100006579.jpg
100006570 | PUMP GP FUEL TRANSFER 3075537 | GP F 3075537 | POWERG | 100006570.JPG
100006571 | ANTI CEASE COMPOUND C5-A | C5-A | POWERG | 100006571.JPG
100006580 | OSRAM FLUORESCENT STARTER 4 - 65W 220-240VAC |  | ELEC | 100006580.jpg
100006590 | ELECTRICAL CABLE 3 X 2.5MM MADE IN TURKEY |  | ELEC | 100006590.jpg
100006574 | CROSS FLOW FAN, 108MM X 995MM, FOR A/C INDOOR UNIT | ECOX | HVAC | 100006574.JPG
100006575 | SELECTOR SWITCH 3 POSITIONS (RB2 BE-101, 240 V (UP TO 600V) 10 AMP) | 3 POSITIONS | ELEC | 100006575.JPG
100006591 | DOUBLE ABOVE WALL SOCKET 220 V 25 AMP MADE IN TURKEY |  | ELEC | 100006591.jpg
100006592 | MALE PLUG 16AMP |  | ELEC | 100006592.jpg
100006600 | SLEEVE 535-065 | CAT | POWERG | 100006600.jpg
100006581 | SABRO EXHAUST FAN MOTOR MODEL: RS-8-4 CW CAPACITOR 2.5 MFD FLA:0.8 VOLTAGE 220/240V-1-50HZ HP: 1/6 RPM: 1409 ONE SIDE SHAFT - SHAFT LENGHT 7.5" X DIA:11MM | SABRO TECHNOLOGIES EF060 | HVAC | 100006581.JPG
100006584 | FAN BELT 541-439 | PERKINS | POWERG | 100006584.JPG
100006585 | AIR HEATER THERMOSTAT 10-50 DEGREES 220VAC 16/25 AMPERE FOR SABRO UNIT CH300-1/1KW 220v-50HZ 3413BTU | SABRO | HVAC | 100006585.JPG
100006587 | PRESSURE TANK 100 LITERS, AQUASYSTEM VAV100, WITH 1” CONNECTION | AQUASYSTEM | PLUMB | 100006587.JPG
100006588 | FUSETRON FRN-R-30, DUAL ELEMENT TIME-DELAY FUSE, 30 AMP, 600 VAC, DIA. 20MM X LENGTH 75MM | FRN-R-30 | OMSP | 100006588.JPG
100006601 | JOINT AS-5P0054 | CAT | POWERG | 100006601.jpg
100006602 | VALVE-INLET 210-2542 | CAT | POWERG | 100006602.jpg
100006603 | VALVE-EXHAUST 443-2712 | CAT | POWERG | 100006603.jpg
100006594 | TRANE 3-D SCROLL COMPRESSOR, CSHC100K0A00, MPN: COM08293, 10 TON, 460/60/3, 400/50/3, LRA 124, BRAZE CONNECTION, SUCTION: 1 3/8”, DISCHARGE: 7/8”, R22 | TRANE | HVAC | 100006594.JPG
100006595 | PVC HINGE FOR WINDOW SCREEN FRAME, WHITE, (SUITABLE FOR EXTRUSION PROFILES: 17 X 25MM & 17 X 42MM) | 5001 | CARP | 100006595.JPG
100006596 | PVC CORNER CHOCK FOR WINDOW SCREEN FRAME, 90°, WHITE, (SUITABLE FOR EXTRUSION PROFILE: 17 X 25MM) | 5006 | CARP | 100006596.JPG
100006597 | UNION J-881T-SIL, TOUCH BAR PANIC LATCH, SILVER FINISH | UNION | CARP | 100006597.JPG
100006598 | UNION J-885-SIL, OUTSIDE ACCESS DEVICE, WITH HANDLE LEVER, SILVER FINISH | UNION | CARP | 100006598.JPG
100006599 | TUBULAR FIN HEATING ELEMENT 2000W, 220V, 50HZ, M-SHAPE (FIT TO SABRO HEATER CH 600-X) | SABRO | PLUMB | 100006599.JPG
100006604 | ELECTRICAL CABLE 3 X 2.5MM MADE IN TURKEY |  | ELEC | 100006604.jpg
100006605 | WATER PUMP REBUILD KIT 222-5152 | CAT | POWERG | 100006605.jpg
100006606 | NAIL FOR WOOD 2" |  | CARP | 100006606.jpg
100006607 | NAIL FOR WOOD 3" |  | CARP | 100006607.jpg
100006608 | NAIL FOR WOOD 4" |  | CARP | 100006608.jpg
100006609 | DOUBLE WYE PVC 6” FITTING SCH 40 | LOWE’S | PLUMB | 100006609.jpg
100006612 | CLEAR WINDOW GLASS 4MM 45.5CM X 45.5CM |  | CARP | 100006612.jpg
100006613 | ALUMINUM WINDOW HANDLE LOCK (WHITE) | KBB078 | CARP | 100006613.jpg
100006625 | DIAMOND DISC 115MM, ANGLE GRINDER CUTTING DISC FOR CERAMIC | 2608602201 | OMSP | 100006625.jpg
100006626 | OIL PIPE 10000-01522 | FG WILSON | POWERG | 100006626.jpg
100006611 | SCHNEIDER MAGNETIC CONTACTOR LC1 D32 32 AMP 120VAC 50-60HZ 3P | LC1 D32 | ELEC | 100006611.JPG
100006631 | HVAC MINI PLEAT AIR FILTER 20”X24”X2” NOMINAL SIZE (19.5”X23.5”X1.75” ACTUAL SIZE) | FC20X24X2 | HVAC | 100006631.jpg
100006632 | HVAC MINI PLEAT AIR FILTER 16”X24”X2” NOMINAL SIZE (15.5” X 23.5” X 1.75” ACTUAL SIZE | FC16X24X2 | HVAC | 100006632.jpg
100006614 | UNION 1000RRS02 - RRS02, TUBULAR STAINLESS STEEL DOOR HANDLE | 1000RRS02 - RRS02 | CARP | 100006614.JPG
100006615 | LITHONIA LIGHTING EFS 3 32 MVOLT GEB10IS, WHITE 48", TOUGH TASK ENCLOSED FOOD PROCESSING FLUORESCENT FIXTURE | ACUITY LITHONIA | ELEC | 100006615.JPG
100006616 | ARISTON WALL-HUNG 50 LTR ELECTRIC WATER HEATER, 1.5KW, 230VOLT, 50Hz | ARISTON | PLUMB | 100006616.JPG
100006617 | COPELAND COMPRESSOR MODEL: CRNQ-0500-TFD-523 380/460 3P 50/60HZ LRA 65.0 AS PER SAMPLE PICTURE |  | HVAC | 100006617.JPG
100006618 | BUSSMANN T-TRON JJS-60 FUSE, 60 AMP, 600 VAC, CYLINDRICAL, DIA. 0.81” X LENGTH 1.56” | JJS-60 | ELEC | 100006618.JPG
100006619 | ABB OT63E3 DISCONNECT SWITCH, 3 POLE, 80 AMP, 690 VAC, 50/60 Hz | OT63E3 | ELEC | 100006619.JPG
100006620 | FRIGO OUTDOOR FAN FOR AIR COOLER COD: W5G40A23M451 230VAC 50HZ 0.80A 6UF/450V COMPLETE SET WITH FAN BLADE, GUARD GRILL AND FAN MOTOR AS PER SAMPLE PICTURE |  | HVAC | 100006620.JPG
100006621 | 60CM X 60CM CERAMIC FLOOR TILE, 9.5MM THICKNESS (PATTERN AND COLOR AS PER REQUEST) | PG6101 | CARP | 100006621.JPG
100006622 | FUEL FILTER HOUSING 997-000 | FG WILSON | POWERG | 100006622.JPG
100006624 | RAMVAC 001972 PUMP, 1.8L RPS 1200 W/FAN. DENTAL VACUUM COMPRESSOR" PART# 001972" SERIAL# CN15001" | RAMVAC | PLUMB | 100006624.JPG
100006633 | HVAC MINI PLEAT AIR FILTER 16”X20”X2” NOMINAL SIZE (15.5” X 19.5” X 1.75” ACTUAL SIZE) | FC18X24X2 | HVAC | 100006633.jpg
100006634 | HVAC MINI PLEAT AIR FILTER 18”X24”X2” NOMINAL SIZE (17.5” X 23.5” X 1.75” ACTUAL SIZE | FC18X24X2 | HVAC | 100006634.jpg
100006627 | EMERGENCY PUSH BUTTON WITH 2 CONTACT BLOCKS T73746, ABB MCB-01 AND MCB-10, 1NO-1NC | ABB | ELEC | 100006627.JPG
100006628 | CHIGO PCB KIT 18000BTU ZKFR-25GW/ED | ZKFR-25GW/ED | HVAC | 100006628.JPG
100006629 | CRANKSHAFT FRONT SEAL 21347087 | VOLVO PENTA | POWERG | 100006629.JPG
100006630 | HEAT ELEMENT, SABRO BRAND, MZFR-J2565, 2500W, 220V, 50HZ | SABRO | PLUMB | 100006630.JPG
100006635 | HVAC MINI PLEAT AIR FILTER, 18”X20”X2” NOMINAL SIZE (17.5”X19.5”X1.75” ACTUAL SIZE) | FC18X20X2 | HVAC | 100006635.jpg
100006636 | HVAC MINI PLEAT AIR FILTER, 18”X20”X2” (ACTUAL SIZE) | FC18X20X2A | HVAC | 100006636.jpg
100006637 | HVAC MINI PLEAT AIR FILTER, 16”X25”X2” NOMINAL SIZE (15.5”X24.5”X1.75” ACTUAL SIZE) | " FC16X25X2 " | HVAC | 100006637.jpg
100006638 | HVAC MINI PLEAT AIR FILTER, 20”X34”X2” NOMINAL SIZE (19.5”X33.5”X1.75” ACTUAL SIZE) | FC20X34X2 | HVAC | 100006638.jpg
100006643 | LAMP / BULB 100 WATT PIN TYPE | 100 WATT 220VAC | ELEC | 100006643.jpg
100006644 | LAMP / BULB 60 WATT PIN TYPE | 60 WATT | ELEC | 100006644.jpg
100006645 | LAMP / BULB 40 WATT PIN TYPE | 40W | ELEC | 100006645.jpg
100006648 | DIAMOND DISC 230MM, ANGLE GRINDER CUTTING DISC FOR CERAMIC | 2608602205 | OMSP | 100006648.jpg
100006639 | HYDRANAUTICS MEMBRANE ELEMENT 4 INCH (CPA2-4040) | CPA2-4040 | PLUMB | 100006639.JPG
100006640 | G4 6V 10W HALOGEN LIGHT BULB CAPSULE 2 PIN - LONG LIFE LOW VOLTAGE BULB | G4 | ELEC | 100006640.JPG
100006641 | LEESON ELECTRIC MOTOR 2HP 1440RPM;145T;IP54;3PH 380V 50HZ | 121095 | ELEC | 100006641.JPG
100006642 | ELEMENT AIR FILTER AF25728 | AF25728 | POWERG | 100006642.JPG
100006651 | 40CM X 40CM CERAMIC FLOOR TILES, 7.5MM THICKNESS (PATTERN AND COLOR AS PER REQUEST) | 636904 | CARP | 100006651.jpg
100006655 | PPR FEMALE TREADED UNION 2” |  | PLUMB | 100006655.jpg
100006657 | FUEL FILTER P772579 | P772579 | POWERG | 100006657.jpg
100006646 | 1/2" I.D. X 3/4" O.D. CLEAR VINYL TUBING FOR FUEL AND WATER LEVEL INDICATION | KAF-FLEX 1/2 I.D X 3/4 O.D | OMSP | 100006646.JPG
100006647 | PRESSURE TANK (DAF) 50 LTR Min 2,5 Bar- max 6 Bar | T-50-LT | PLUMB | 100006647.JPG
100006660 | HEAVY DUTY COOLANT HOSE PIPE 2.5" INSIDE | FLEET RUNNER | POWERG | 100006660.jpg
100006649 | STARTING MOTOR 3636818 241V S/N M09E27A | CW 9200206 | POWERG | 100006649.JPG
100006650 | ARISTON 816518 HEATING ELEMENT, 3 X 2000W, 230V (FIT 500L WATER HEATER) | 816518 | PLUMB | 100006650.JPG
100006661 | PIPE - BREATHER | 986-351 | POWERG | 100006661.jpg
100006652 | SCHNEIDER CONTACTOR LC1D12 M7 25 AMP 220/230VAC 50-60HZ | LC1D12 | ELEC | 100006652.JPG
100006653 | SCHUTZ CONTACTOR 32 AMP 3TB43 440VAC 50HZ | 3TB 43 | ELEC | 100006653.JPG
100006654 | CONTACTOR 40 AMP SIEMINSE | LC D2510 | ELEC | 100006654.JPG
100006663 | HOSE CLIP | 930-030 | POWERG | 100006663.jpg
100006656 | BALLAST ELECTRONIC 2X26/32/42 WATTS | HF-PERFORMER |  | 100006656.JPG
100006664 | HIGH SPEED STEEL CO SPOT WELD DRILL/REMOVER/CUTTER DRILL BIT 6MM | CUTTER DRILL BIT 6MM | CARP | 100006664.jpg
100006658 | LIQUID LINE FILTER DRIER, EMERSON EK-167 S, BRAZE CONNECTION 7/8" INLET/OUTLET, MWP 680 PSIG, R-22 | EK-167 S | HVAC | 100006658.JPG
100006659 | 4-WAY REVERSING VALVE, SANHUA SHF-35A-711, BRAZE CONNECTION 7/8” X 1-3/8”, 24V COIL, 50/60 Hz, MWP 680 PSIG, R-22 | SHF-35A-711 | HVAC | 100006659.JPG
100006666 | 13MM DIAMETER STRAIGHT SHANK HIGH SPEED STEEL TWIST DRILL BIT |  | CARP | 100006666.jpg
100006667 | STOP COCK VALVE 1/2" BRASS | MADE IN CHINA | PLUMB | 100006667.jpg
100006672 | HYUNDAI CIRCUIT BREAKER B20 20 AMP 1P 220VAC | B20 | ELEC | 100006672.jpg
100006673 | HYUNDAI CIRCUIT BREAKER B32 32 AMP 220VAC 1P | B32 | ELEC | 100006673.jpg
100006680 | FAN BELT SPB2020 | SPB2020 | POWERG | 100006680.jpg
100006682 | TENSION-ER PULLEY BEARING 809/33 | 809/33 | POWERG | 100006682.jpg
100006668 | MINICOLD CONDENSING / EVAPORATOR UNIT OF CAPACITY : 5.17KW, SUITABLE FOR R404, CONDENSING UNIT MODEL NO: MAH 433 / EVAPORATOR UNIT CAN 3364 | Condensing unit model no: MAH 433 / Evaporator uni | HVAC | 100006668.JPG
100006669 | GRUNDFOS SUBMERSIBLE PUMP MOTOR "MS6000T40 Product No: 78695516 Rated power - P2: 15 kW Mains frequency: 50 Hz Rated voltage: 3 x 380-400-415 V" | MS6000T40 | PLUMB | 100006669.JPG
100006670 | UCP210 PILLOW BLOCK BEARING NSK P210 BEARING | UCP210 | HVAC | 100006670.JPG
100006671 | PEDROLLO MECHANICAL SEAL FN-32-NU; Shaft diameter: 32mm; Grapkite; Ceramic; NBR | FN-32 UN | PLUMB | 100006671.JPG
100006683 | TENSION-ER PULLEY SHAFT 809/36 | 809/36 | POWERG | 100006683.jpg
100006684 | TENSION-ER PULLEY SPACER A 809/39 | 809/39 | POWERG | 100006684.jpg
100006675 | MOELLER CIRCUIT BREAKER C16 16 AMP 220VAC 3P | C16 | ELEC | 100006675.JPG
100006676 | ABLUTION MIXER |  | PLUMB | 100006676.JPG
100006677 | STEEL ANGLE BAR TYPE: BOTH EQUAL AND UNEQUAL 1.5"-4CM | TIANJIN CHINNA (MAINLAND) | CARP | 100006677.JPG
100006678 | COPELAND SCROLL COMPRESSOR, ZR72KCE-TFD-522, BTU/h 56500, LRA 74.0, 6HP, 460/60/3, 380-420/50/3, SUCTION 7/8”, DISCHARGE ½”, R22 | ZR72KCE-TFD-522 | HVAC | 100006678.JPG
100006679 | LIQUID LINE FILTER DRIER, EMERSON BFK-084, FLARE CONNECTION ½” INLET/OUTLET, MWP 680 PSIG, R-22 | BFK-084 | HVAC | 100006679.JPG
100006685 | TENSION-ER PULLEY SPACER B 809/40 | 809/40 | POWERG | 100006685.jpg
100006681 | BELT TENSION-ER PULLEY (JOCKEY) 809/29 | 809/29 | POWERG | 100006681.JPG
100006686 | TENSION-ER PULLEY SPACER C 809/41 | 809/41 | POWERG | 100006686.jpg
100006687 | TENSION-ER BOX SECTION (NOT ASSY) 809/44 | 809/44 | POWERG | 100006687.jpg
100006689 | FG WILSON FUEL FILTER 996-453 | FG WILSON 996-453 | POWERG | 100006689.jpg
100006690 | WIRE NUT CONNECTOR 4MM |  | ELEC | 100006690.jpg
100006691 | ELECTRICAL CABLE 1 X 2.5MM MADE IN TURKEY |  | ELEC | 100006691.jpg
100006692 | ELBOW PPR 1/2" 90º |  | PLUMB | 100006692.jpg
100006688 | PCB KIT MODEL NUMBER: CE-KFR26W/BP2(IR-SINGLE) FOR 9000 BTU SPLIT AC OUTDOOR UNIT YONAN KFR-09GW/BP | FEAWELL | HVAC | 100006688.JPG
100006693 | SURF EXCEL MATIC FRONT LOAD DETERGENT 1kg OR ANY BRANDED | SURF EXCEL | HVAC | 100006693.jpg
100006694 | 10MM HEX HEAD FLANGE BOLT 1" LONG | 10MM | CARP | 100006694.jpg
100006707 | PILLOW BLOCK BEARING UCP206 (BORE SIZE 30MM) | SKF | PLUMB | 100006707.jpg
100006708 | WALL MOUNTED BATHROOM TOWEL BAR 24” | CSI2207 | PLUMB | 100006708.jpg
100006713 | TUTHILL LIP SEAL, PART NUMBER 5300548A (FOR TUTHILL VACUUM BLOWER 5009) | TUTHILL | POWERG | 100006713.jpg
100006714 | TUTHILL LIP SEAL, 40x62x7 PART NUMBER 5300558B | TUTHILL | POWERG | 100006714.jpg
100006696 | ABB OT40F3 DISCONNECT SWITCH, 3 POLE, 40 AMP, 600 VAC, 50/60 Hz | ABB | ELEC | 100006696.JPG
100006697 | DSE 5510 SYNCHRONIZING & LOAD SHARING CONTROL MODULE (DSE5510 SYNCHRONIZING & LOAD SHARING CONTROL MODULE, BRAND: DEEP SEA ELECTRONICS, MODEL: 5510 | DSE5510 | POWERG | 100006697.JPG
100006698 | DIGITAL SPEED GOVERNOR PANDAROS DC6 (DIGITAL SPEED GOVERNOR, MANUFACTURER: HEINZMANN, MODEL: PANDAROS DC6, PROTECTION LEVEL: IP55, WEIGHT: 3KG | HEINZMANN | POWERG | 100006698.JPG
100006699 | PANEL FILTER ( PF-GSZ-855/855/50/G4) 85 .5 CMX85.5 CMX5CM | MGT | POWERG | 100006699.JPG
100006700 | EATON 5PX UPS, Model: 5PX2200iRT, P/N: 9210-7374-00P, S/N: G095B47073, Rev:00, AC Input: 200-240V, 50/60Hz, 1phase, 16A Max DC Input:48V, 40A, Output: 240V, 230 | 5PX2200iRT | ELEC | 100006700.JPG
100006701 | BASHIRA DOUBLE LIGHT FIXTURES 40 WATT | HSN | ELEC | 100006701.JPG
100006702 | MODUS SURFACE MOUNTED LOVER FITTING DOUBLE LIGHT FIXTURES | MODUS | ELEC | 100006702.JPG
100006703 | LITHONIA DOUBLE LIGHTING FIXTURES 40 WATT | LITHONIA | ELEC | 100006703.JPG
100006704 | LEGRAND 730003 LIGHT SWITCH 3 GANG 2 WAY SP 10AMP | 730003 | ELEC | 100006704.JPG
100006719 | OIL FILTERS 51324 | WIX | POWERG | 100006719.jpg
100006720 | FUEL FILTER FF501 | FLEETGUARD | POWERG | 100006720.jpg
100006710 | ZURN AQUAVANTAGE Z6603AV CONCEALED FLUSH VALVE (FOR COMBINATION LAVATORY/PENAL WATER CLOSETS) | Z6603AV | PLUMB | 100006710.JPG
100006712 | ABS SUBMERSIBLE MIXER RW 200 AND 280 50 HZ, 400 V, 1.9 KW | MADE IN IRELAND | PLUMB | 100006712.JPG
100006724 | SINGLE UNDER WALL LIGHT SWITCH 220 V 13 AMP (8CM X 8CM) |  | ELEC | 100006724.jpg
100006733 | STRIP WOOD 10 X 50 X 2400MM | W258 | CARP | 100006733.jpg
100006734 | PEDROLLO MECHANICAL SEAL FN-38-NU; Shaft diameter: 38mm; Grapkite; Ceramic; NBR | FN-38 | PLUMB | 100006734.jpg
100006740 | DIESEL ENGINE OIL BRAND: CATERPILLAR VISCOSITY GRADE: SAE 40 P/N: 9X-6463 METRIC VOLUME (L)=208 | 40 9X-6463 | POWERG | 100006740.jpg
100006721 | PUSH (TOUCH) BAR PANIC LATCH SET (80CM) | MADE IN UK | CARP | 100006721.JPG
100006722 | A/C INDOOR BLOWER MOTOR 7000 BTU (AKIRA) | AKIRA | HVAC | 100006722.JPG
100006723 | URINAL SPUD GASKET, ID: 1-3/16” OD: 2-1/8” | 101074 | OMSP | 100006723.JPG
100006743 | FUEL FILTER SEV 429134 | PERKINES | POWERG | 100006743.jpg
100006731 | 0.25" X 2" X 10" COPPER GROUND BAR KIT WITH 16 HOLES | SCGB-1KT | ELEC | 100006731.JPG
100006732 | RAISED EXPANDED METAL SHEET, DIAMOND HOLE SHAPE, ¾” X #9 GAUGE, 1220MM X 2440MM X 4MM THICKNESS | YD-EM | OMSP | 100006732.JPG
100006747 | PAINT SPRAY BROWN |  | OMSP | 100006747.jpg
100006754 | ALUMINUM OUTWARD SASH PROFILE 17 X 25MM FOR HINGED WINDOW SCREENING, WHITE | 9001 | OMSP | 100006754.jpg
100006735 | STREET LIGHT FIXTURE 125W 220V (SOGO BRAND) | 150W 220V | ELEC | 100006735.JPG
100006738 | V-BELT BX47, COGGED, TOP WIDTH 21/32", THICKNESS 13/32", OUTSIDE LENGTH 50" | BX47 | HVAC | 100006738.JPG
100006739 | CONDENSER FAN BLADE 4 X 22” (FOR SABRO RTU MODEL ASC) | ASC | HVAC | 100006739.JPG
100006755 | PVC LOCK FOR WINDOW SCREEN FRAME, WHITE, DIMENSIONS 60 X 40 X 20MM (SUITABLE FOR EXTRUSION PROFILES: 17 X 25MM & 17 X 42MM) | 5052 | OMSP | 100006755.jpg
100006741 | ELECTRONIC LOCK EDS-ML-300-SW (CN PI 15080003) | ML-300-SW | ELEC | 100006741.JPG
100006742 | MOTOR EVAPORADOR PARA MINISPLIT , EVAPORADOR 115V 60HZ 15W 0.43A , CAPACITOR 1.5MF 450V | YRLA-15-4-0003-290 (RPG15A) | ELEC | 100006742.JPG
100006756 | PVC HANDLE FOR WINDOW SCREEN FRAME, WHITE, DIMENSIONS 60 X 40 X 20MM (SUITABLE FOR EXTRUSION PROFILES: 17 X 25MM & 17 X 42MM) | 5015 | CARP | 100006756.jpg
100006744 | CONTACTOR 24V DC 784-2421-020-02 | TROMBETTA | ELEC | 100006744.JPG
100006745 | ANVIL 8700160255, MALLEABLE IRON PIPE FITTING, SQAURE HEAD PULG, 4" NPT MALE, GALVANIZED FINISH | 8700160107 | PLUMB | 100006745.JPG
100006757 | SCREENING SPLINE (4MM – 5MM) FOR WINDOW SCREEN FRAME, WHITE (SUITABLE FOR EXTRUSION PROFILES: 17 X 25MM & 17 X 42MM) | 5025 | OMSP | 100006757.jpg
100006748 | HDPE POLYETHYLENE SADDLE CLAMP, SIZE: 1 1/2'' x 1/2'' |  | PLUMB | 100006748.JPG
100006749 | DOOR PULL HANDLE ON PLATE, WIDTH 7.5CM, LENGTH 30CM | DELF ARCHITECTURAL | OMSP | 100006749.JPG
100006750 | AQUA CHLORINE MIXER COMPLETE WITH PADDLE 230V 1-AMP 50/60 HZ 1400 RPM | ADAG1P06F | OMSP | 100006750.JPG
100006752 | TUBULAR FINNED HEATING ELEMENT 2000W, 220V, 50Hz, STRAIGHT SHAPE, LENGTH 75CM (FIT TO SABRO HEATER CH 600-X) | CH 600-X | HVAC | 100006752.JPG
100006753 | GENTEQ FAN MOTOR 5KCP39SFU088AS, 1HP, 400/460VAC, RPM 1125/950, 1PH, 50/60Hz | 5KCP39SFU088AS | ELEC | 100006753.JPG
100006758 | ELECTRICAL COPPER FLEXIBLE CABLE 4X150MM2 | 4x150mm2 | ELEC | 100006758.jpg
100006759 | CRIMPING CABLE (LUG) COPPER 150MM2X16 | 50mm2x16 | ELEC | 100006759.jpg
100006761 | ENGINE CONTROL MODULE WITH PROGRAMMING FOR P550E GEN SET 10000-06960 | FG WILSON | POWERG | 100006761.jpg
100006762 | OIL PRESSURE SENSOR 994-577 | FG Wilson | POWERG | 100006762.jpg
100006763 | STUD 996-724 | 996-724 | POWERG | 100006763.jpg
100006764 | TRANSDUCER 996-601 | 930-445 | POWERG | 100006764.jpg
100006760 | PANEL BOARD (INCLUDES RELAYS, FUSES AND TERMINAL BLOCKS) FOR P220HE2 FG WILSON GENERATOR | P220HE2 FG Wilson | POWERG | 100006760.JPG
100006765 | VIBRATION MOUNT 996-668 | 996-668 | POWERG | 100006765.jpg
100006767 | PLUG 930-445 | PLUG 930-445 | POWERG | 100006767.jpg
100006768 | PLUG 909-401 | 909-401 | POWERG | 100006768.jpg
100006769 | SPACER 996-646 | 996-646 | POWERG | 100006769.jpg
100006770 | BOLT 973-308 | 973-308 | POWERG | 100006770.jpg
100006766 | COPELAND SCROLL COMPRESSOR, ZP103KCE-TFD-250, Capacity: BTU 105,000, LRA 114, 9HP, 460/60/3, SUCTION 1-3/8”, DISCHARGE 7/8”, R-410A | ZP103KCE-TFD-250 | HVAC | 100006766.JPG
100006771 | WASHER, 996-670 FG Wilson | 996-670 | POWERG | 100006771.jpg
100006772 | SUPPORT 996-722 | 996-722 | POWERG | 100006772.jpg
100006773 | SENSOR 10000-38381 | 10000-38381 | POWERG | 100006773.jpg
100006774 | SUPPORT 996-723 | 996-723 | POWERG | 100006774.jpg
100006775 | SENSOR 994-574 | 994-574 | POWERG | 100006775.jpg
100006776 | BRACKET 10000-05188 | 10000-05188 | POWERG | 100006776.jpg
100006777 | SENSOR 994-573 | 994-573 | POWERG | 100006777.jpg
100006778 | UNC BOLT 10000-05187 | 10000-05187 | POWERG | 100006778.jpg
100006779 | CLIP 994-630 | 994-630 | POWERG | 100006779.jpg
100006780 | PLAIN WASHER 10000-05189 | 10000-05189 | POWERG | 100006780.jpg
100006781 | METRIC BOLT | 981-473 | POWERG | 100006781.jpg
100006782 | WIRING HARNESS 10000-05209 | 10000-05209 | POWERG | 100006782.jpg
100006783 | CLIP 998-593 | 998-593 | POWERG | 100006783.jpg
100006784 | CABLE TIE 10000-05208 | 10000-05208 | POWERG | 100006784.jpg
100006785 | CLIP 996-640 | 996-640 | POWERG | 100006785.jpg
100006786 | WIRING HARNESS 995-283 | 995-283 | POWERG | 100006786.jpg
100006787 | CLIP 996-864 | 996-864 | POWERG | 100006787.jpg
100006788 | BOLT 996-862 | 996-862 | POWERG | 100006788.jpg
100006789 | WASHER 996-645 | 996-645 | POWERG | 100006789.jpg
100006790 | SCREW 994-628 | 994-628 | POWERG | 100006790.jpg
100006791 | HARNESS 994-579 | 994-579 | POWERG | 100006791.jpg
100006792 | BOLT 996-692 | 996-692 | POWERG | 100006792.jpg
100006793 | CHANNEL 994-578 | 994-578 | POWERG | 100006792.jpg
100006794 | BOLT 994-889 | 994-889 | POWERG | 100006793.jpg
100006795 | METRIC BOLT 974-318 | 974-318 | POWERG | 100006794.jpg
100006796 | BOLT 996-859 | 996-859 | POWERG | 100006795.jpg
100006797 | BRACKET ASSEMBLY | 994-890 |  | 100006796.jpg
100006798 | WASHER 996-696 | 996-696 | POWERG | 100006797.jpg
100006799 | ENGINE CONTROL MODULE WITH PROGRAMMING FOR P220HE2 GEN SET 995-240 | 995-240 | POWERG | 100006798.jpg
100006800 | CLIP 996-641 | 996-641 | POWERG | 100006799.jpg
100006801 | CABLE TIE 996-635 | 996-635 | POWERG | 100006800.jpg
100006802 | ALTERNATOR PULLEY 996-966 | 996-966 | POWERG | 100006801.jpg
100006803 | BOLT 996-861 | 996-861 | POWERG | 100006802.jpg
100006804 | NUT 985-961 | 985-961 | POWERG | 100006803.jpg
100006805 | WASHER 974-290 | 974-290 | POWERG | 100006804.jpg
100006806 | OIL PRESSURE SENSOR KIT 10000-06968 | 10000-06968 | POWERG | 100006805.jpg
100006807 | SPACER 996-965 | 996-965 | POWERG | 100006807.jpg
100006808 | BOLT 936-082 | 936-082 | POWERG | 100006808.jpg
100006809 | AIR PRESSURE SENSOR KIT 10000-06201 | 10000-06201 | POWERG | 100006809.jpg
100006810 | AIR PRESSURE SENSOR KIT 10000-06202 | 10000-06202 | POWERG | 100006810.jpg
100006811 | TEMPERATURE SENSOR 10000-06207 | 10000-06207 | POWERG | 100006811.jpg
100006812 | SPACER 997-053 | 997-053 | POWERG | 100006812.jpg
100006813 | CONCRETE SLEEVE ANCHOR M10 X 150MM | 10*150MM | OMSP | 100006813.jpg
100006814 | SETSCREW 997-057 | 997-057 | POWERG | 100006814.jpg
100006815 | SPEED SENSOR 10000-06198 | 10000-06198 | POWERG | 100006815.jpg
100006816 | ALTERNATOR 996-993 FGWILSON (CH11087 PERKINS) | 996-993 | POWERG | 100006816.jpg
100006817 | BELT (MATCHING SET - 3 EA) 998-104 FGWILSON (CROSS REF: CH11186 PERKINS) | 998-104 | POWERG | 100006817.jpg
100006818 | POWERWIZARD 1.0 MODULE WITH INSTALLATION & CANFIGURATION ON SITE | POWERWIZARD 1.0 | POWERG | 100006818.jpg
100006819 | BELT 998-105 | 998-105 | POWERG | 100006819.jpg
100006820 | STARTER MOTOR 10000-12278 FGWILSON (CH11089 PERKINS) | 10000-12278 | POWERG | 100006820.jpg
100006825 | EBARA SLUDGE PUMP. TYPE: DWO/E 150 Q: 100-550 l/MIN. H: 9.5-5.1. H MAX: 9.8 H MIN: 5.1 IP: 55 V: 230. A: 5,6/3.2 P1/P2 1,8/1.1 kw. HZ: 50. | P/N-1579070004E | PLUMB | 100006825.jpg
100006832 | REBAR 8MM X 6MTR | PS-LIN02 | OMSP | 100006832.jpg
100006833 | NUT AND BOLT M16X60MM HEX HEAD | M16X60MM | POWERG | 100006833.jpg
100006834 | HIGH PRESSURE FUEL RUBBER HOSE 1 INCH WITH SMOOTH OR WRAPPED SURFACE |  | POWERG | 100006834.jpg
100006835 | BRASS 1 INCH CONNECT PIPE TEE FITTING |  | POWERG | 100006835.jpg
100006831 | CHIGO PCB KIT FOR 18000 BTU /KFR-51GW/BA/1860W/220V/60HZ | KFR-51GW/BA | HVAC | 100006831.JPG
100006836 | 1" MALE THREAD PIPE NIPPLE FITTING X BARB HOSE TAIL CONNECTOR STAINLESS STEEL NPT |  | POWERG | 100006836.jpg
100006844 | NAIL CONCRETE 1" |  | CARP | 100006844.jpg
100006845 | NAIL CONCRETE 2" |  | CARP | 100006845.jpg
100006846 | NAIL CONCRETE 3" |  | CARP | 100006846.jpg
100006848 | 30CM X 30CM CERAMIC FLOOR/WALL TILES, 7.5MM THICKNESS (PATTERN AND COLOR AS PER REQUEST) | 1001010 | CARP | 100006848.jpg
100006837 | FUSETRON FRN-R-70, DUAL-ELEMENT TIME-DELAY FUSE, 70 AMP, 250 VAC, DIA. 1.06” X LENGTH 5.88” | FRN-R-70 | ELEC | 100006837.JPG
100006838 | TOSHIBA (GMCC) ROTARY COMPRESSOR PH330G2C-3MUU1, 18000 BTU, 208/230 VAC, 60HZ, 1PH, R22 | PH330G2C-3MUU1 | HVAC | 100006838.JPG
100006841 | COPELAND SCROLL COMPRESSOR, ZR94KCE-TFD-522, CAPACITY: BTU 94,000, LRA 95, 7.5HP, 460/60/3, 380-420/50/3, SUCTION 1-1/8”, DISCHARGE 7/8”, R22 | ZR94KCE-TFD-522 | HVAC | 100006841.JPG
100006843 | MAGNETIC CONTACTOR 40 AMP 220-240VAC 50-60HZ 3P |  | ELEC | 100006843.JPG
100006849 | URINAL SPUD GASKET, ID: 1-13/16” OD: 2-11/16” | KULLY SUPPLIES | PLUMB | 100006849.jpg
100006854 | CERAMIC COMMODE WITH HANG FLUSH TANK COMPLETE SET 37x80CM | 37x80CM | PLUMB | 100006854.jpg
100006856 | ELECTRICAL PANDUIT PIPE PVC 2" SCHEDULE 40, 2.5-MTR | PVC 2" SCHEDULE 40, 2.5-MTR | PLUMB | 100006856.jpg
100006847 | CROSS FLOW FAN BLADE, DIA. 94MM X LENGTH 580MM, STEEL SHAFT OUTER LENGTH 24MM, BUSH OUTER LENGTH 13.5MM (FOR A/C INDOOR UNIT) | 94X580 | HVAC | 100006847.JPG
100006857 | EMT PIPE 1" | PIPE 1" | ELEC | 100006857.jpg
100006860 | SKF BALL BEARING 6208-2Z/C3 /40MM I.D 80MM 0.D | 1208097L | OMSP | 100006860.jpg
100006850 | UNION 2X20 HALF EURO CYLINDER, 41MM OVERALL LENGTH, ONE SIDE KEY | 2X20 | CARP | 100006850.JPG
100006853 | T U-BEND FLORESCENT LAMP (WESTINGHOUSE) F32T8/741/6/ECOMAX, COOL LIGHT MADE IN CHINA | F32T8/741/6/ECOMAX | ELEC | 100006853.JPG
100006861 | REFLECTIVE LAMINATED GLASS FOR WINDOW 112CM X 52CM X 7MM | SOFT REFLECTIVE GLASS | CARP | 100006861.jpg
100006863 | GRAVEL / CRUSHED STONE ½” | 13071030 | OMSP | 100006863.jpg
100006865 | REBAR 6MM X 6MTR | PS-LIN02 | OMSP | 100006865.jpg
100006859 | FURY RHEEMGLAS® ELECTRIC WATER HEATER -82V SERIES, DOUBLE ELEMENT, 80 Galloons | 82V120-2 | PLUMB | 100006859.JPG
100006866 | AIR CONDITIONER 1/4PT INLET 3WAYS BEND FLARE TUBE SPLITE VALVE | YINGRAY | HVAC | 100006866.jpg
100006869 | RATED POWER 0.55KW SPEED 1000RPM NUMBER OF POLES 6: VOLTAGE 220/400 , FREQUENCY CLASS IP55 , OPERATION TYPE S1 | GAMAK | OMSP | 100006869.jpg
100006862 | ELECTROSTATIC PERMANENT WASHABLE AIR FILTER FOR HVAC; 24” X 32” X 2” | ES94CUS T-2 | OMSP | 100006862.JPG
100006870 | RATED POWER 0.75KW SPEED 1000RPM NUMBER OF POLES 6: VOLTAGE 220/400 , FREQUENCY CLASS IP55 , OPERATION TYPE S1 | GAMAK | OMSP | 100006870.jpg
100006864 | BLOWER MOTOR RATED POWER 2.2KW: SPEED 1500RP, NUMBER OF POLES:4 VOLTAGE 220 FREQUENCY 50Hz: INSTALLATION CLASS F PROTECTION CLASS IP55: OPERATION TYPE S1 GAMAK | GAMAK | PLUMB | 100006864.JPG
100006871 | RATED POWER 0.25KW SPEED 1000RPM NUMBER OF POLES 6: VOLTAGE 220/400 , FREQUENCY CLASS IP55 , OPERATION TYPE S1 | GAMAK | OMSP | 100006871.jpg
100006873 | E SHAPE COLD STORAGE DOOR SEALING STRIP. MATERIAL EPDM/SILICON, RUBBER | KIDE | OMSP | 100006873.jpg
100006867 | AIR CONDITIONER CROSS FLOW FAN RUBBER SEAT AIR CONDITIONING PARTS (10PCS) |  | HVAC | 100006867.JPG
100006868 | REFRIGERATION FITTING PARTS BEND TUBE 3 WAYS 3/8" PT SERVICE VALVE | A13121600UX0104 | HVAC | 100006868.JPG
100006874 | HIGH PRESSURE FUEL RUBBER HOSE ½” | ½” | POWERG | 100006874.jpg
100006875 | NUT AND BOLT 8MM X 45MM (M8 X 45) | 8MM X 45MM (M8 X 45) | POWERG | 100006875.jpg
100006876 | BATTERY CABLE 50MM JUMPER |  | POWERG | 100006876.jpg
100006872 | FRICTION (SCISSOR) HINGES (PAIR), TRACK LENGTH 12”, TRACK WIDTH 18MM, STACK HEIGHT 13MM, USED WITH TOP HUNG ALUMINUM WINDOW | 104520 | CARP | 100006872.JPG
100006877 | EXHAUST RAIN CAP 8'' MATERIAL, CARBON STEEL COATING: HIGH HEAT BLACK PAINT SHIP WEIGHT: 8LBS |  | POWERG | 100006877.jpg
100006882 | EVAPORATOR COIL FOR AIR HANDLING UNIT MAKE: TSEK UNTES MODEL: UKS 03/TIOO-AU/OO/SL SN. 05/07/042-02 |  | HVAC | 100006882.jpg
100006883 | CHARGING VALVE 9000-BTU | 9000-BTU | HVAC | 100006883.jpg
100006884 | CHARGING VALVE 18000-BTU | 18000-BTU | HVAC | 100006884.jpg
100006885 | CHARGING VALVE 24000-BTU | 24000-BTU | HVAC | 100006885.jpg
100006878 | FUSETRON FRS-R-70, DUAL-ELEMENT TIME-DELAY FUSE, 70 AMP, 600 VAC, DIA. 1.11” (28MM) X LENGTH 7.88” (200MM) | FRS-R-70 | OMSP | 100006878.JPG
100006879 | FUSETRON FRS-R-15, DUAL-ELEMENT TIME-DELAY FUSE, 15 AMP, 600 VAC, DIA. 0.81” (20.5MM) X LENGTH 5” (127MM) | FRS-R-15 | OMSP | 100006879.JPG
100006881 | DUAL-GRADIENT DENSITY SPUN POLYPROPYLENE FILTER CARTRIDGE (DGD-5005-20) ,RATING: 50-MICRON PRE-FILTER, 5-MICRON POST-FILTER (NOMINAL) TEMPERATUERANGE: 40-145, R | TEMPERATUERANGE: 40-145, R | OMSP | 100006881.JPG
100006886 | SADDLE CLAMP 6" | SADDLE CLAMP 6" | PLUMB | 100006886.jpg
100006891 | FAZ CONTROLLER KE-FKR3 ® PHASE FAILURE & PHASE SEQUENCE DEVICE : PHASE 3&1 NEUTRAL 220VAC OPERATING RANGE: (0.8-1.2) XUN (UN NOMINAL VOLTAGE) FREQUENCY: 50/60Hz | KE-FKR3 | OMSP | 100006891.jpg
100006894 | TAPER BUSH 1610-28, BUSH SERIES 1610, SHAFT DIA. 28MM, OD 57MM, LENGTH 25MM | 1610-28, 57 | POWERG | 100006894.jpg
100006896 | STEEL STAND FOR F/W SEPARATOR 1000FG, HEIGHT: 50 CM & WIDTH: 20 CM | 1000FG, HEIGHT: 50 CM & WIDTH: 20 CM | POWERG | 100006896.jpg
100006897 | 1X1 WHITE CERAMIC MOSAIC MATTE , ITEM CODE: 11CT001 , SIZE: 1"x1" ON 12"X12" MESH , TYPE: CERAMIC , COLOR: WHITE , FINISH: MATTE |  |  | 100006897.jpg
100006887 | V-BELT A 3430 | V-BELT A 3430 | POWERG | 100006887.JPG
100006888 | ELEMENT WATER HEATER 75-KW TURKEY | HEATER 75-KW TURKEY | PLUMB | 100006888.JPG
100006889 | CONDENSER FAN MOTOR, TRANE MOT10512, 3/4HP, 460/380-415 VAC, 50/60HZ, 1PH, 1100/900 RPM, CCW LEAD END, SHAFT ½” X 2.5”, FRAME 48Y, PSC TYPE | MOT10512 | HVAC | 100006889.JPG
100006890 | FAN MOTOR RUN CAPACITOR, 10 MFD, 440 VAC, 50/60HZ | CR10X440 | HVAC | 100006890.JPG
100006899 | SOLDERING LEAD 60/40 |  | OMSP | 100006899.jpg
100006892 | RECHARGEABLE EMERGENCY LIGHT FIXTURE 2X10 WATT 30 CM (GEEPAS) | GEEPAS | ELEC | 100006892.JPG
100006893 | V-BELT PULLEY, SPB150-1-1610, B1 GROOVE, PD 150MM, OD 150MM TAPER BUSH PROFILE 1610 | SPB150-1-1610 | POWERG | 100006893.JPG
100006903 | WIRING LOOM 10000-25267 | 10000-25267 | POWERG | 100006903.jpg
100006895 | A/C MOTOR, TRANE MOT13022, MODEL 5K49VN4673X, 3HP, 208-230/460 VAC, 60HZ, 3PH, 1725/1425 RPM | MOT13022 | ELEC | 100006895.JPG
100006905 | PEDESTAL TRAP FOR SINK (PLASTIC) | N/A | PLUMB | 100006905.jpg
100006907 | VINYL FLOORING ADHESIVE | 6820002 | CARP | 100006907.jpg
100006898 | PEDROLLO 4" SUBMERSIBLE WELL PUMP. 1-1/4 INCH OUTLET. SINGLE PHASE 2.2kW | 4SR1.5m/46 | PLUMB | 100006898.JPG
100006910 | PADLOCK 40MM | 4061711 | CARP | 100006910.jpg
100006900 | THERMAL OVERLOAD RELAY (FOR MINI CONTACTOR), 3 POLE, AMP RANGE 4-6, OUTPUT CONTACTS 1NO/1NC, H x W x D: 2.17” x 1.77” x 2.2” | T7DU6.0 | ELEC | 100006900.JPG
100006902 | EXTRUSION PROFILE DOOR HINGE 40D | 40D | CARP | 100006902.JPG
100006911 | REFRIGERATION FREON 404A 10.9kg | 404A | HVAC | 100006911.jpg
100006904 | PANEL BOARD WITHOUT POWERWIZARD 1.0 MODULE FOR P500E3/P550E3 FG WILSON GENERATOR MDA 2558 | MDA 2558 | POWERG | 100006904.JPG
100006912 | LAMP CFL 18WATT, PIN TYPE | PIN TYPE | ELEC | 100006912.jpg
100006906 | VINYL FLOORING, WIDTH 2 MTR, THICKNESS 2.4MM (PATTERN AND COLOR AS PER SAMPLE) | 5916 | CARP | 100006906.JPG
100006918 | EXPOSED GRID CEILING SUSPENSION SYSTEM , 370CM | CKM | CARP | 100006918.jpg
100006909 | CHIGO A/C OUTDOOR UNIT 12000BTU FAN GUARD GRILL, 43CM X 43CM | CHIGO | HVAC | 100006909.JPG
100006920 | GASKET- FUEL INJ PUMP 994-617 FG WILSON | 994-617 | POWERG | 100006920.jpg
100006921 | NIPPLE ADAPTOR 1/2" X 1/2" CHROME |  | PLUMB | 100006921.jpg
100006924 | GATE VALVE PPR 3" | PPR | PLUMB | 100006924.jpg
100006913 | FLOOR AND WALL THIN-SET MORTOR (CERAMIC CEMENT) BAG/20KG | BOND | CARP | 100006913.JPG
100006914 | EXPOSED GRID CEILING SUSPENSION SYSTEM , 120CM |  | OMSP | 100006914.JPG
100006915 | V-BELT 1963PK | 1963PK | POWERG | 100006915.JPG
100006916 | V-BELT 2355PK | 2355PK | POWERG | 100006916.JPG
100006917 | V-BELT 3629256 | 3629256 | POWERG | 100006917.JPG
100006932 | MARBLE TILES 117CM X 12CM |  | OMSP | 100006932.jpg
100006919 | DOUBLE GLAZED WINDOW GLASS, USE WITH UPVC WINDOW, 95.5CM X 66CM X 2.5CM | 700800 | CARP | 100006919.JPG
100006933 | MARBLE ADHESIVE GLUE |  | OMSP | 100006933.jpg
100006934 | CLEAR GLASS 108.5 CM X 68 CM X 6MM |  | CARP | 100006934.jpg
100006922 | A/C COMPRESSOR 24000 BTU CARRIER (PA240M2CS-4KU1) | PA240M2CS-4KU1 R410 | HVAC | 100006922.JPG
100006937 | PVC ELBOW 6”, 90-DEGREE, SCH40 | CHARLOTTE | PLUMB | 100006937.jpg
100006925 | TRANSFER PUMP 2" TYPE:SEG.40.09.2.50B, MODEL: 9607589700011682, P.C.: 1005, IP68, 10 m, HMAX: 14,4 m, QMAX: 4,4 VS, MOTOR: 3, TMAX:40 C, P1: 1,4 kW, P2:0,0kW | MODEL: 9607589700011682 | PLUMB | 100006925.JPG
100006926 | LED RECESSED CIRCULAR DOWNLIGHT, CEMDAG, MODEL CMCL311, VOLTAGE: 220-240V, 50-60Hz, 18W, 3000K - 6000K, LENGTH 190MM X HEIGHT 35MM, ORDER CODE: L311-LED018-ECG | L311-LED018-ECG | ELEC | 100006926.JPG
100006927 | LED DRIVER, TRIDONIC, MODEL LCAI 35W 350MA–900MA ECO C, INPUT VOLTAGE AC: 198 – 264V, 50/60Hz, OUTPUT VOLTAGE DC: 176 – 280V, 35W, 350mA–900mA CONSTANT CURRENT | LCAI 35W 350mA–900mA ECO C | ELEC | 100006927.JPG
100006931 | V-BELT A-65, TOP WIDTH: 1/2", THICKNESS: 5/16", OUTSIDE LENGTH: 67" | A-65 | OMSP | 100006931.JPG
100006940 | ELBOW PPR 2" 90º ONE SIDE INNER THREADED |  | PLUMB | 100006940.jpg
100006942 | Check valve 6" |  | PLUMB | 100006942.jpg
100006943 | LOCK CYLINDER 90MM DOUBLE SIDE KEY | OS90D | CARP | 100006943.jpg
100006935 | WALL MOUNT BACK PLATE FOR CHIGO 12000BTU AIR CONDITIONER INDOOR UNIT | CHIGO | HVAC | 100006935.JPG
100006936 | VERTICAL CYLINDRICAL PVC WATER STORAGE TANK 5000 US GALLON, WHITE COLOR | N-40641 | PLUMB | 100006936.JPG
100006945 | WOOD STRIP 10CM X 3CM |  | CARP | 100006945.jpg
100006938 | FLOW WATER METER FLANGE TYPE 6" DN150 (ANY BRAND) |  | PLUMB | 100006938.JPG
100006939 | FLOW WATER METER 2 1/2" FLANGE TYPE (ANY BRAND AS PER SAMPLE) |  | PLUMB | 100006939.JPG
100006946 | GREASE-ADVANCED 3 MULT GREASE 5P-0960 CAT | CATERPILLAR | POWERG | 100006946.jpg
100006941 | VIKO 1 GANG, 4-WAY WALL SWITCH, 16 AMP, 250VAC | BYB1D4 | ELEC | 100006941.JPG
100006947 | DIESEL ENGINE OIL 15W-40 CAT 3E-9840 - 208 LT | CATERPILLAR | POWERG | 100006947.jpg
100006950 | DETTOL, ANTISEPTIC DISINFECTANT LIQUID, 750ML | 24440 | OMSP | 100006950.jpg
100006944 | 3" SUBMERSIBLE WELL WATER PUMP- 22KW 30HP 380-400V 50 HZ |  | PLUMB | 100006944.JPG
100006951 | COPPER CRIMP LUGS 240MM X 12MM HOLE | ACIB0150 | ELEC | 100006951.jpg
100006953 | COPPER CRIMP LUGS 150MM X 12MM HOLE | ACIB0130 | ELEC | 100006953.jpg
100006954 | BUTT SPLICE 150MM CABLE IN LINE COPPER TUBE CONNECTOR TERMINAL | ACIB0340 | ELEC | 100006954.jpg
100006948 | PHILIPS 268755 - 14902 - PL-T 42W/35/4P/ALTO, TRIPLE TUBE COMPACT FLUORESCENT LIGHT BULB, 4-PIN, 42W, 3500K, BASE TYPE GX24Q-4 | PL-T 42W | ELEC | 100006948.JPG
100006949 | CHIGO A/C INDOOR BLOWER MOTOR 12000 BTU |  | HVAC | 100006949.JPG
100006957 | BOLT & NUT M10X50MM, GALVANIZED, WITH FLAT & SPRING WASHER | 6024 | OMSP | 100006957.jpg
100006959 | ELECTRICAL TAPE ¾” X 66’ – BLACK COLOR | UL/CSA | ELEC | 100006959.jpg
100006952 | TENSIONER ARM - FAN BELT ADJUSTER CH11025 | CH11025 | POWERG | 100006952.JPG
100006960 | ELECTRICAL TAPE ¾” X 66’ – RED COLOR | UL/CSA | ELEC | 100006960.jpg
100006961 | ELECTRICAL TAPE ¾” X 66’ – BLUE COLOR | UL/CSA | ELEC | 100006961.jpg
100006955 | CAST RESIN JOINT FOR LOW VOLTAGE CABLE RANGE 4X150MM-240MM | HLVJ4E | ELEC | 100006955.JPG
100006962 | ELECTRICAL TAPE ¾” X 66’ – BROWN COLOR | UL/CSA | ELEC | 100006962.jpg
100006958 | OFFLOAD CHANGEOVER SWITCH (SIDE HANDLE), 4 POLE, 1000 AMP, 415 VAC, 50Hz, IP65 ENCLOSURE | HAVELLS | ELEC | 100006958.JPG
100006963 | ELECTRICAL TAPE ¾” X 66’ – GREY COLOR | UL/CSA | ELEC | 100006963.jpg
100006966 | 2PC FLANGED END BALL VALVE, 1 INCH, CARBON STEEL, CLASS 150, LOCKABLE HANDLE | 50114 | PLUMB | 100006966.jpg
100006967 | EXPANDED FTFE FULL FACE FLANGE GASKET, 1 INCH, FITS GLASS 150 FLANGES, 4 BOLT HOLE | 535EXP | PLUMB | 100006967.jpg
100006968 | THREADED PIPE FLANGE, 1 NPT FEMALE, CLASS 150, CARBON STEEL, 4 BOLT HOLE | 4315511 | PLUMB | 100006968.jpg
100006969 | 14 INCH SCHEDULE 40 CARBON STEEL PIPE WITH 2MM THICKNESS | TIANJIN, CHINA | PLUMB | 100006969.jpg
100006964 | ABOVE GROUND DIESEL FUEL STORAGE TANK, HORIZONTAL CYLINDRICAL, 20000 LTR CAPACITY, CARBON STEEL |  |  | 100006964.JPG
100006965 | BELT - DC CHARGING ALTERNATOR 996-967 FG WILSON (CROSS REF: CH11037 PERKINS) | "996-967 FG WILSON CH11037 PERKINS | POWERG | 100006965.JPG
100006970 | GATE VALVE PPR 4" |  | PLUMB | 100006970.jpg
100006972 | FLEETGUARD AIR FILTER AF25593 (Xref: BALDWIN PA5323) | AF25593 | POWERG | 100006972.jpg
100006973 | FUEL WATER SEPARATOR 152-8843 | CAT | POWERG | 100006973.jpg
100006974 | BOLT & NUT M12X50MM, STEEL, WITH FLAT & SPRING WASHER | 11645 | OMSP | 100006974.jpg
100006976 | NYLON ROPE 40MM |  |  | 100006976.jpg
100006977 | GOJO® NATURAL* ORANGE™ PUMICE HAND CLEANER 1GALLON PUMP BOTTLE | 0955-02-INT00 | OMSP | 100006977.jpg
100006978 | DERMAPROTEC BARRIER CREAM - A SMOOTH WHITE SKIN NEUTRAL , HYPO-ALLERGENIC SKIN BARRIER PROTECTOR CREAM | PN206 PROSAN | OMSP | 100006978.jpg
100006979 | WATER PUMP 4096429 CUMMINS | 4096429 | POWERG | 100006979.jpg
100006975 | SEWAGE GRINDER PUMP WITH FLANGE METAL (INSIDE TREADED),3" KW/P1 5.2KW/P2 4.0 3PHASE 380V AMP18 Hmax 12 m, RPM 2820 PROD. No 96076168 HZ50(GRUNDFOF, MADE INTATA | 96076168 | PLUMB | 100006975.JPG
100006982 | GI SWAGE NIPPLE 1 INCH | HZ | PLUMB | 100006982.jpg
100006983 | GI SWAGE NIPPLE ¾” INCH | HZ | PLUMB | 100006983.jpg
100006984 | GI SWAGE NIPPLE ½ INCH | HZ | PLUMB | 100006984.jpg
100006988 | ELECTRICAL DISTRIBUTION PANEL MCB 1000A 18 BRANCHES OF 200AMP |  | ELEC | 100006988.jpg
100006980 | WATER PUMP KIT 997-724 FG WILSON (KRP1553 PERKINS) | "997-724 FG WILSON KRP1553 PERKINS" | POWERG | 100006980.JPG
100006981 | SEWAGE GRINDER PUMP WITH FLANGE METAL (INSIDE THREAD), 4" KW/P2 7.5 HP10 3PHASE 380V AMP 15.7 HIMAX 30 m, Q. max 2000L/min RPM 2850 M#. No WQAS85-13-705CB HZ5 | WQAS85-13-705CB | PLUMB | 100006981.JPG
100001584 | ELEMENT WATER HEATER 6000W 2" X 390MM 380VAC (TURKEY) WITH THERMOSTAT | A14062500UX0006 | PLUMB | 100001584.jpg
100001585 | FLOOR DRAIN 15CMX15CM PLASTIC | PL3149 | PLUMB | 100001585.jpg
100001586 | FEMALE ADAPTOR COUPLING PPR 2" |  | PLUMB | 100001586.jpg
100006985 | VIKO THERMAL OVERLOAD RELAY VRM-32A23 17-25AMP | VRM-32A23 | ELEC | 100006985.JPG
100006986 | VIKO CONTACTOR 40AMP VTC-40/10S 220VAC 50 HZ (REPLACEMENT PARTS: LC1DT40M7) | VTC-40/10S | ELEC | 100006986.JPG
100006987 | Booster Pump 9.2 KW-12.5HP--21AMP-380/415V-Model# 40/250C-H=64+47m Q=100+700L/min(Inlet 2.5" outlet 1.5") Brand Name PEDR |  | PLUMB | 100006987.JPG
100002457 | U BEND FLUORESCENT 31W 220V 4100K COOL WHITE; 82 CRI; MEDIUM BI PIN BASE | T8 4100K | ELEC | 100002457.jpg
100006989 | KSB manhole liftstation pump, Type: Ama-porter/500/ND-1, 380-415 V, Weight: 22 Kg, Model: F-59320, 3Phase , Serial No: 39017191, Size: 2” | F-59320 | PLUMB | 100006989.JPG
100006990 | DOUBLE GLAZED WINDOW GLASS, USE WITH uPVC WINDOW, 112CM X 21.5CM X 2CM | 700800 | CARP | 100006990.jpg
100006991 | DOUBLE GLAZED WINDOW GLASS, USE WITH uPVC WINDOW, 112CM X 29CM X 2CM | 700800 | CARP | 100006991.jpg
100006992 | FLOAT VALVE 1" FLASH TANK | FLASH TANK | PLUMB | 100006992.jpg
100006993 | 4-WAY REVERSING VALVE, SANHUA SHF-35A-79, BRAZE CONNECTION 7/8” X 1-1/8”, 24V COIL, 50/60 Hz, MWP 680 PSIG, R-22/R410A/R407C | SHF-35A-79 | HVAC | 100006993.JPG
100006994 | TRANE 3-D SCROLL COMPRESSOR, CSHA100K0E00, MPN: COM06430, 10 TON, 400/460VAC, 3PH, 50/60Hz, LRA 110/117, BRAZE CONNECTION, SUCTION: 1-3/8”, DISCHARGE: 7/8”, R22 | COM06430 | HVAC | 100006994.JPG
100006999 | V-BELT BX58 | 3VX475 | POWERG | 100006999.JPG
100007000 | V-BELT 3VX475 | 3VX475 | POWERG | 100007000.JPG
100007001 | Blower Motor 3Phase V= 220/380 /440/A=4.4/2.5/2.2/HZ50 /RPM 1425/CAT No M3554T-50/ HP1.5/ SN F1105230283 Frame 145T Brand Name BALDOR | F1105230283 | POWERG | 100007001.JPG
100007002 | Blower Motor 3Phase 190/380 V/55/27.5Am /RPM 2931/CAT No 190114.66/ P/N 5871FT/ Model 30256T34FB14C Frame 256T Brand Name LEESON | 5871FT | POWERG | 100007002.JPG
100007003 | TECHNO Check Valve 4” Cat#5002/Temp:500f/ Pressure:150 P# PL3326 | PL3326 | PLUMB | 100007003.JPG
100007004 | Chlorine Tablet Feeder Model:1000&1001 |  | OMSP | 100007004.JPG
100007005 | ANGLE VALVE 1/2" X 3/8" |  | PLUMB | 100007005.jpg
100007006 | EMERGENCY EXIT LIGHTING FIXTURE E 185721-E |  | OMSP | 100007006.JPG
100007007 | EMERGENCY EXIT LIGHTING FIXTURE E 185721-E | E 185721-E | OMSP | 100007007.jpg
100007008 | BS3676 SINGLE GANG ONE WAY SWITCH10 AMP 250VAC | BS3676 | ELEC | 100007008.JPG
100007009 | 7300 02 - 2 GANG 2 WAY SWITCH 10 AMP 250 VAC | BS3676 | ELEC | 100007009.jpg
100007010 | CABLE TIE 540MM |  | OMSP | 100007010.jpg
100007011 | BS3676 METALCLAD PlLATE SWITCH 1 GANG 2 WAY10 AMP 250VAC |  | ELEC | 100007011.JPG
100007012 | AMBISTAR ADVANCE BALLAST RELB-2S40 2 X 40W 120V 60HZ | RELB-2S40 | ELEC | 100007012.JPG
100007013 | PLUG 3 POLE EUROPEAN TYPE 13 AMP |  | ELEC | 100007013.jpg
100007014 | BRASS HEX BUSHING REDUCER 1/2"x 3/8" |  | PLUMB | 100007014.jpg
100007015 | LASSANY BOARD 120CM X 240CM 18MM (COLOR WALNUT) | CAR116 | CARP | 100007015.jpg
100007016 | HANYST FUEL FILTER H200WDK | H18WK03 | POWERG | 100007016.jpg
100007017 | AIR FILTER 11221 | P777638 | POWERG | 100007017.jpg
100007018 | HOSE CLAMP GI 1 1/4" | PL3341 | PLUMB | 100007018.jpg
100007019 | BS1362 FUSE 3 AMP |  | ELEC | 100007019.jpg
100007020 | BS1362 FUSE 10 AMP |  | ELEC | 100007020.jpg
100007021 | FUSE 13 AMP |  | ELEC | 100007021.jpg
100007022 | PVC DOOR LOCK 7" COMPLETE WITH ROD AND BRACKET |  | CARP | 100007022.JPG
100007023 | PVC DOOR LATCH 4" |  | CARP | 100007023.jpg
100007024 | RUNNING CAPACITOR 4 UF 450 VAC 50/60HZ | HVC091 | HVAC | 100007024.jpg
100007025 | OMRON RELAY G7L-2P-TUBJ-CB 220-240VAC, 30AMP | G7L-2P-TUBJ-CB | POWERG | 100007025.JPG
100007026 | END CAP CPVC 1/2" SCH 80 |  | PLUMB | 100007026.jpg
100007027 | VIKO VMF3-250 MAIN CIRCUIT BREAKER 250AMP 3P 400V | VMF3-250 | ELEC | 100007027.JPG
100007028 | ELECTRICAL CONTROL PANEL COMPLETE (for 22KW Submersible Pump, Main Breaker 63 AMP, with Phase Failure Protection) |  | ELEC | 100007028.JPG
100007029 | CHINT NR2-25 THERMAL OVERLOAD RELAY 23-32 AMP | NR2-25 | ELEC | 100007029.jpg
100007030 | VIKO CIRCUIT BREAKER 3P B25 400V | 6VTB-B63 | ELEC | 100007030.JPG
100007031 | WOOD STRIP 1CM X 6CM | 1CM X 6CM | CARP | 100007031.jpg
100007032 | DOOR ROLLER |  | CARP | 100007032.jpg
100007033 | AC AMMETER MULTI CT (MODEL: AA-MAS, DISPLAY: 4-DIGIT RED LED, INPUT SIGNAL: AC CURRENT, MEASURING RANGE: 0-5 A AC, CT RATIO: 50-4000/5A, CONNECTION TYPE: 1 PHAS | AA-MAS | POWERG | 100007033.JPG
100007034 | FREQUENCY METER (MODEL: AF-DFS, DISPLAY: 3 DIGIT RED LED, INPUT SIGNAL: AC VOLTAGE, MEASURING RANGE: 0-99.9 HZ, CONNECTION TYPE: 1 PHASE, SUPPLY VOLT: 220 AC 50 | AF-DFS | POWERG | 100007034.jpg
100007035 | VOLTMETER SINGLE PHASE (MODEL: AV-V1S, DISPLAY: 3 DIGIT RED LED, INPUT VOLTAGE: AC VOLTAGE, MEASURING RANGE: 0-500 VAC 50/60 HZ, CONNECTION TYPE: 1 PHASE, SUPPL | AV-V1S | POWERG | 100007035.jpg
100007036 | INLINE CENTRIFUGAL DUCT FAN, AIRFLOW-m3/h 1890, DIAMETER 315MM, 230VAC, 50Hz, 350WATT, RPM 2700, 5.5KG, SOUND dB 55, WEIGHT 8KG | GDF 315B | OMSP | 100007036.JPG
100007037 | SAMSUNG INDOOR AIR FILTER 12000 BTU |  | HVAC | 100007037.JPG
100007038 | SIEMENS MAGNETIC CONTACTOR 11 KW 380-480V - COIL 440V | 3TF43 10-OX | HVAC | 100007038.JPG
100007039 | VERTICAL BOOSTER PUMP 4KW-5.5HP-380V-3PHAS-INLET2'' OUTLET2' |  | PLUMB | 100007039.JPG
100007040 | SAMSUNG A/C SPLIT UNIT (OUTDOOR) 24000 BTU | AJ18FCJ3EC/SP | HVAC | 100007040.JPG
100007041 | A/C INDOOR FAN BLOWER SAMSUNG 24000 BTU |  | HVAC | 100007041.JPG
100007042 | BALL BEARING 936-064 FG WILSON (CROSS REF: NSK 6305DU) | FG WILSON | POWERG | 100007042.jpg
100007043 | CIRCLIP 980-189 FG WILSON (CROSS REF: 2722A022 PERKINS) | FG WILSON | POWERG | 100007043.jpg
100007044 | CIRCLIP 980-190 FG WILSON (CROSS REF: 2721351 PERKINS) | FG WILSON | POWERG | 100007044.jpg
100007045 | 3000 LITER PRESSURE TANK |  | PLUMB | 100007045.jpg
100007046 | RADIATOR PRESSURE CAP 10 PSI, DIMENSIONS: 67.0MM X 25.0MM X 50.0 MM | CUMMINS | POWERG | 100007046.JPG
100007047 | SAMSUNG A/C OUTDOOR FAN GRILL 12000 BTU |  | HVAC | 100007047.jpg
100007048 | SPLICE KIT FOR 6MM CABLE |  | ELEC | 100007048.jpg
100007049 | PVC BALL VALVE 4" SCH 40 |  | PLUMB | 100007049.jpg
100007050 | GYPSUM CEILING BOARD/TILE, 120CM X 60CM X 12MM, WHITE WITH PINHOLE PATTERN | 2'x4' | PLUMB | 100007050.jpg
100007051 | 2+1 CORE PVC INSULATED POWER CABLE, 2X35mm2+E (16mm2) | 2X35mm2+E | ELEC | 100007051.jpg
100007052 | DRILL BIT 19 MM FOR CONCRETE | SCOW-ELL INDUSTRIES | OMSP | 100007052.jpg
100007054 | TANK URINAL FLUSH ASSY. COMPLETE |  | PLUMB | 100007054.jpg
100007055 | PVC WATER TANK 500 LTR |  | PLUMB | 100007055.jpg
100007056 | DOOR LOCK SET 7" MADE IN TURKEY (AS PER SAMPLE) COMPLETE SET |  | CARP | 100007056.jpg
100007057 | DOUBLE GLAZED WINDOW GLASS, USE WITH uPVC WINDOW, 57.5CM X 93.5CM X 2CM | 700800 | CARP | 100007057.jpg
100007058 | BRAND: DIKO, SMART RELAY /PLC, S/N: 11020181, MODULE: AR2-A-24VDC-14D, POWER SUPPLY: 18-32VDC, 6W, | AR2-A | ELEC | 100007064.jpg
100007059 | SEVIYE CONTROL RELAYS, BRAND: KAEL, S/N: KE-SKR-011009, R: 5- 100K?, 5A, 240VAC, | KE-SKR-011009 | ELEC | 100007059.JPG
100007060 | ELEMENT WATER HEATER 5000W, 380V, 400MM 1.5" (TURKEY) SCREW TYPE |  | PLUMB | 100007060.JPG
100007063 | ELEMENT WATER HEATER 3000W, 230V, 425MM (TURKEY), SCREW TYPE1” |  | PLUMB | 100007063.JPG
100007064 | SCH 80 PVC 4 INCH TRUE UNION BALL VALVE | PVC80BVTU400X | PLUMB | 100007064.jpg
100007065 | REPLACEMENT HANDLE FOR SCH 80 PVC 4 INCH TRUE UNION BALL VALVE GRAY | 1140GH | PLUMB | 100007065.JPG
100007066 | NITRILE RUBBER SHEET FOR GASKET, 300MM X 300MM, THICKNESS 4MM | 4MM | PLUMB | 100007066.jpg
100007067 | MILD STEEL FLAT BAR - 0.75MX5CMX6MM | AUSTEN KNAPMAN | OMSP | 100007067.jpg
100007068 | STEEL FLAT BAR, LENGTH: 75CM, WIDTH: 5CM, THICKNESS: 5MM |  | OMSP | 100007068.jpg
100007069 | EXPOSED GRID CEILING SUSPENSION SYSTEM , 5M |  | CARP | 100007069.jpg
100007071 | INDUSTRIAL HIGH VELOCITY DRUM FAN 30" 230V | HVD30 | ELEC | 100007071.JPG
100007072 | ARISTON (6 STUD) FLANGE GASKET, MPN 924002 | ARISTON | PLUMB | 100007072.JPG
100007073 | ARISTON 921001 THERMOSTAT, 30A-240V, 20A-400V, TYPE GPC COTHERM | ARISTON | PLUMB | 100007073.JPG
100007074 | CASAL DOOR LOCK SET 7” (SUITABLE FOR CONTAINERIZED HOUSING UNIT DOORS) | 457 | CARP | 100007074.jpg
100007075 | GYPSUM BOARD 60CM X 60CM FOR CEILLING WITH DESIGN |  | CARP | 100007075.jpg
100007076 | SCHNEIDER THERMAL MAGNETIC MOTOR CIRCUIT BREAKER GV2ME22 20-25A VOLT 220 3P | GV2ME22 | ELEC | 100007076.JPG
100007079 | LOCK CYLINDER 80MM DOUBLE SIDE KEY | OS80D | CARP | 100007079.jpg
100007080 | LAMINATED FORMICA PLYBOARD 5MM X 120CM X 240CM FOR PVC DOOR PANEL |  | CARP | 100007080.jpg
100007081 | SYSTEMAIR DHS 400E6 SILEO ROOF FAN 230VAC 50HZ 1P 0.48A | DHS 400E6 | ELEC | 100007081.JPG
100007082 | HOUR METER, MODEL: H57 KUBLER, DISPLAY: 8 DIGIT, SIZE: 48X48MM, ART NO: 3.220.401.075, VOLTAGE: 187-264 VAC, 50 HZ, 1.2 VA |  |  | 100007082.JPG
100007083 | SAMSUNG 18000BTU INDOOR UNIT MAIN PCB ASSEMBLY, MPN: DB93-04203A | DB93-04203A | HVAC | 100007083.JPG
100007084 | SAMSUNG 18000BTU INDOOR UNIT PCB DISPLAY BOARD, MPN: DB93-04181A | DB93-04181A | HVAC | 100007084.JPG
100007085 | PVC CORNER CHOCK FOR WINDOW SCREEN FRAME, WHITE, (SUITABLE FOR ALUMINUM HINGE SASH PROFILE: 10 X 20MM) | 5003 | CARP | 100007085.JPG
100007086 | PVC CORNER SUPPORT FOR WINDOW SCREEN FRAME, WHITE, (SUITABLE FOR ALUMINUM OUTWARD SASH PROFILE: 17 X 25MM – 17X42MM) | 5012 | CARP | 100007086.JPG
100007087 | SCHNEIDER CONTACTOR LC1 D12 25A 220VAC | LC1 D12 | ELEC | 100007087.JPG
100007088 | SCHENEIDER THERMAL OVERLOAD RELAY 16-24A |  | ELEC | 100007088.JPG
100007089 | A/C COMPRESSOR 24000 BTU (DENKA UNIT) HITACHI SHV33ZC1-U 50HZ 220-240 VAC R22 | SHV33ZC1-U | HVAC | 100007089.JPG
100007090 | OLYMPIAN DIESEL POWER GENERATIN SET MODEL; GEP500, 500KVA/400 KW (400 VOLTS, 3 PH, 50 HZ)CANOPY TYPE WITH INSTALLATION AND COMMISSIONING | UK | POWERG | 100007090.jpg
100007091 | SAMSUNG A/C COMPRESSOR 48D124JTAEL 12000 BTU 220-240VAC 50HZ VOLT LRA 34.5 | 48D124JTAEL | HVAC | 100007091.JPG
100007092 | PVC BATHROOM/TOILET DOOR, WHITE, WITHOUT FRAME, DOOR INSIDE DIMENSIONS: 190CM X 87CM, DOOR OUTSIDE DIMENSIONS: 194CM X 91CM (DESIGN AS PICTURE) | BRD | CARP | 100007092.JPG
100007093 | PEDROLLO BOOSTER PUMP 22 KW, 30 HP, 380/415 DELTA - 660/720 STAR, HMAX 40M HMIN 25, 50Hz, 3 PHASE, 1P55 Made in Italy In 4" Out 3" |  | PLUMB | 100007093.JPG
100007094 | PORTABLE SUBMERSIBLE WATER TRANSFER UTILTY PUMP 1" OUT 0.55KW 0.75HP 220VAC 50HZ 1P (ANY BRAND) AS PER SAMPLE PICTURE |  | PLUMB | 100007094.JPG
100007095 | PEDROLLO BOOSTER PUMP 9.2 KW, 12.5 HP, 380/415 DELTA - 660/720 STAR, HMAX 51M HMIN 32, 3 PHASE, 50Hz, 1P55 Made in Italy In 2.5" Out 2" |  | PLUMB | 100007095.JPG
100007096 | KEY RING TAG WITH ID LABEL | MMF201400647 | OMSP | 100007096.jpg
100007097 | UPVC WINDOW LOCK GEARBOX MECHANISM 16MM U RAIL BAR ROD, LENGTH 800MM WITH 2 ROLLER CAMS, BACKSET HEIGHT 20MM | TKA 800 | CARP | 100007097.JPG
100007098 | 4 INCH EBARA SEWAGE GRINDER PUMP 11KW – 50 Hz – 3PH-380v |  | PLUMB | 100007098.jpg
100007099 | ALUMINUM WINDOW H: 90CM X W: 70CM X T: 4CM (WITH GLASS) |  | CARP | 100007099.jpg
100007100 | RADIATOR, TYPE: PLASTIC TANK WITH ALUMINUM CORE, PART #: PA 66 GF 30 DENSO MARSTON, DIMENSION: H 141 CM, L 107 CM, W 6 CM | DENSO MARSTON | POWERG | 100007100.jpg
100007101 | CONTROL CABLE 12x0.4sqmm, PVC INSULATED |  | ELEC | 100007101.jpg
100007102 | LED DRIVER, MEAN WELL MODEL HLG-320H-12B, INPUT: 100-240 VAC 50/60Hz 3.5Amp, OUTPUT: 12 VDC 22Amp, IP67 | HLG-320H-12B | ELEC | 100007102.JPG
100007103 | LED LIGHT STRIP, 3000K, 72 LUMENS & 1.3 WATTS PER FOOT, 12 VDC |  | ELEC | 100007103.JPG
100007104 | CLEAR SAFETY GLASS |  | CARP | 100007104.jpg
100007105 | P50 COURSE SAND PAPER |  | CARP | 100007105.jpg
100007106 | POLISHING BRUSH OF A ANGLE GRINDER |  | CARP | 100007106.jpg
100007107 | HINGE, BUTT, 3 INCH |  | OMSP | 100007107.jpg
100007108 | Energizer LA522SBP 9V Lithium Battery for Smoke Detectors |  | ELEC | 100007108.jpg
100007109 | FOAM SHEET FOR INSULATION THICKNESS 4.5MM |  | CARP | 100007109.JPG
100007110 | PVC MALE COUPLING ADAPTOR 1" SCH 80 |  | PLUMB | 100007110.jpg
100007111 | BUSHING REDUCER GI 1/2" X 1/4" |  | PLUMB | 100007111.jpg
100007112 | WINDOW LOCK YPN ( UNION TYPE) |  | CARP | 100007112.jpg
100007113 | PVC WINDOW LOCK ( AS PER SAMPLE PICTURE) |  | CARP | 100007113.jpg
100007114 | IBR Roof sheeting (Broad flute 65mm x Narrow flute 25mm |  | CARP | 100007114.JPG
100007115 | LASSANY BOARD 120CM X 240CM 8MM (COLOR WHITE) | CAR194 | CARP | 100007115.jpg
100007116 | Galvanized Metal roof Sheet wide span: tickness 18 guage, 110X520 cm (As per MRN picture) |  | CARP | 100007116.jpg
100007117 | LOCK CYLINDER 90MM DOUBLE SIDE KEY |  | CARP | 100007117.jpg
100007118 | Galvanized Metal roof Sheet thickness 20 gauge, 90 X 400 cm( As per MRN picture) |  |  | 100007118.jpg
100007119 | Galvanized Simple Metal Sheet thickness 1mm (20cm x 3 meter) |  | CARP | 100007119.jpg
100007120 | Fine plastering sand |  |  | 100007120.jpg
100007121 | ANGLE BAR 4", 10mm X 6 Mtr |  | PLUMB | 100007121.jpg
100007122 | DIGITAL ELECTRONIC THERMOSTAT (JOHNSON CONTROL) | CARRIER | ELEC | 100007122.jpg
100007123 | AIR CONDITIONER BRASS SERVICE VALVE/CHARGING VALVE ¼” | SV-02B |  | 100007123.jpg
100007124 | AIR CONDITIONER BRASS SERVICE VALVE/CHARGING VALVE 3/8” | SV-03B | HVAC | 100007124.jpg
100007125 | AIR CONDITIONER BRASS SERVICE VALVE/CHARGING VALVE 5/8” | SV-05B | HVAC | 100007125.jpg
100007126 | AIR CONDITIONER BRASS SERVICE VALVE/CHARGING VALVE ½” | SV-04B | HVAC | 100007126.jpg
100007127 | A/C INDOOR BLOWER MOTOR YYK13-4 220-240 VAC 13W 4P | YYK13-4 | HVAC | 100007127.JPG
100007128 | V-BELT BX 54LI (143CM) |  | POWERG | 100007128.JPG
100007129 | A/C INDOOR FAN BLOWER 8.5CM X 60CM | HVC124 | HVAC | 100007129.JPG
100007130 | WOODEN FRAME WINDOW HANDLE LOCKSET (AS PER SAMPLE PICTURE) | CAR063 | CARP | 100007130.jpg
100007131 | DOUBLE GLAZED WINDOW GLASS, USE WITH UPVC WINDOW, 70CM X 90CM X 2CM | 700800 | CARP | 100007131.jpg
100007132 | DOUBLE GLAZED WINDOW GLASS, USE WITH UPVC WINDOW, 78CM X 97CM X 2CM | 700800 | CARP | 100007132.jpg
100007133 | DOUBLE GLAZED WINDOW GLASS, USE WITH UPVC WINDOW, 30CM X 52CM X 1.5CM | 700800 | CARP | 100007133.jpg
100007134 | CONDENSER FAN MOTOR, GENTEQ 5KCP39SGL139BS, MPN: MOT03775, 1/2HP, 460/400 VAC, 60/50Hz, 1PH, RPM 1100/925, ROTATION CCW, SHAFT 3.92” X ½”, PSC TYPE | MOT03775 | POWERG | 100007134.JPG
100007135 | PRESSURE TANK VERTICAL 500 liters, Brand:WILO, Made in Turkey | AQUASYSTEM | PLUMB | 100007135.JPG
100007136 | CIRCUIT BREAKER ABB C20 3P 220 - 380 VAC | SCHNEIDER - GV ME16 | ELEC | 100007136.JPG
100007137 | SIEMENS MOTOR PROTECTION CIRCUIT BREAKER 3P CHANNEL 3.5 - 6A 100kA | 3RV10111FA10 | ELEC | 100007137.JPG
100007138 | WATER BOILER 200 LITER ARISTON - MODEL : ARI 300 STAB 560 THER MT ( 6 BAR ) 230V / 230V / 4000V 3 - 3000W WITH THERMOSTAT |  | PLUMB | 100007138.JPG
100007139 | P-TRAP FOR SINK AS PER SAMPLE PICTURE | PL3018 | PLUMB | 100007139.jpg
100007140 | SINK MIXER TABLE TYPE |  | PLUMB | 100007140.jpg
100007141 | SHOWER ROD HOLDER | WAY FAIR | PLUMB | 100007141.jpg
100007142 | HORIZONTAL DEEP CASE EURO CYLINDER STYLE MORTISE DOOR LOCK, 130MM CASE DEPTH (DIMENSIONS AS PER SAMPLE PICTURE) | MS-C-010-01 | CARP | 100007142.JPG
100007143 | CASAL DOOR HANDLES (SUITABLE FOR CONTAINERIZED HOUSING UNIT DOORS) |  | CARP | 100007143.jpg
100007144 | NARROW CASE EURO CYLINDER STYLE MORTISE DOOR LOCK, 50MM CASE DEPTH (DIMENSIONS AS PER SAMPLE PICTURE) | KF195 | CARP | 100007144.JPG
100007145 | FRIGA-BOHN AIR COOLER, INDOOR AND OUTDOOR WITH CONTROL SYSTEM , COMPLETE SET |  | HVAC | 100007145.JPG
100007146 | PVC REDUCER 4" x 2 .5" SCHEDULE 80 |  | PLUMB | 100007146.jpg
100007147 | PRESSURE SAFETY VALVE 2" BRASS |  | PLUMB | 100007147.jpg
100007148 | PVC MALE ADUPTER ONE SIDE THREAD 2" SCHEDULE 80 |  |  | 100007148.jpg
100007149 | PUSH BAR PANIC LATCH 90CM COMPLETE SET MADE IN TURKEY |  | CARP | 100007149.JPG
100007150 | TRANSFORMER OIL SHELL DIALA S2 ZX-A, 1 DRUM=55 US GALLON=208 LITER | SKU: 550026646 | OMSP | 100007150.jpg
100007152 | GLYPTAL INC ELECTRICAL INSULATION SPRAY - 1201A | GLYPTAL INC | ELEC | 100007152.jpg
100007153 | SHOWER-TRAY-WASTE-TRAP WITH FLEXIBLE PIPE | PL3286 | PLUMB | 100007153.jpg
100007154 | GASKET - LIFT PUMP 10000-18883 FG WILSON | 10000-18883 | POWERG | 100007154.jpg
100007155 | BOOSTER PUMP 2.5 INCHES,TYPE CR32-4-F-A-EHQQE,380 V 3 PH 50 HZ P2 7.5 KW 10 HP 14.9 A SERIAL NO. 0012,GRUNDFOS |  | PLUMB | 100007155.jpg
100007156 | SWITCH FLUSH MOUNT DOUBLE BUTTON 2 WAY 220V 10 A VIKO BRAND | N/A | ELEC | 100007156.jpg
100007157 | BLACK HEAT RESIST PAINT, GLOSS BRAKE CALIPER ENGINE METAL BODY STEEL | UNBRANDED | POWERG | 100007157.jpg
100007158 | MICRO MAX THREE PHASE CURRENT CONTROLLER MODEL: MC-1000-X 12-20 RANGE AMPERE | ELT1626 | ELEC | 100007158.jpg
100007159 | WINDOW GLASS CLEAR 30CM X 30CM X 5MM |  | CARP | 100007159.jpg
100007160 | WINDOW GLASS CLEAR 77CM X 46CM X 5MM |  | CARP | 100007160.jpg
100007161 | LIGHT SWITCH, WIDE ROCKER PLATE, FLUSH MOUNTED, 1 GANG, 3-WAY, 16 AMP, 250 VAC |  | ELEC | 100007161.jpg
100007162 | CFL LAMP 26WATT 4 PIN TYPE ( AS PER PICTURE ) |  | ELEC | 100007162.jpg
100007163 | CFL LAMP HOLDER 4 PIN TYPE ( AS PER PICTURE ) |  | ELEC | 100007163.jpg
100007164 | TRIDONIC CFL BALLAST 26WATT X 2 LAMP ( AS PER PICTURE | Tridonic | ELEC | 100007164.jpg
100007165 | CLEAR GLASS FOR WINDOW, 33CM X 33CM X 5MM |  | CARP | 100007165.jpg
100007166 | THREE PHASE MOTOR EXHAUST FAN MOTOR (CE 1S9001) TYPE Y 112M-4 P- 4KW 5.5HP V 380/660 VAC 3P 50/60HZ RPM 1500 IP55 | TYPE: Y112M-4 | ELEC | 100007166.jpg
100007167 | ADAPTOR REDUCER CHROME 1/2''X20MM | PL3068 | PLUMB | 100007167.jpg
100007168 | ADAPTOR REDUCER CHROME 1/2''X25MM | PL3068 | PLUMB | 100007168.jpg
100007169 | PRESSURE TANK 2000 LTR |  | PLUMB | 100007169.jpg
100007170 | LEGRAND LIGHT SWITCH 3 GANG 2 WAY | LEGRAND | ELEC | 100007170.jpg
100007172 | CLEAR GLASS 108.5 CM X 68 CM X 6MM |  | CARP | 100007172.jpg
100007173 | SUPER GLOSS ENAMEL OIL PAINT GRAY 1-KG |  | CARP | 100007173.jpg
100007174 | Bearing NSK 6203ZZ | 409-0439 | OMSP | 100007174.jpg
100007175 | Bearing NSK 6202Z | 409-0401 | OMSP | 100007175.jpg
100007176 | GLASS CLEAR 80CM X 49CM X 5MM THICKNESS " |  | CARP | 100007176.jpg
100007177 | GLASS CLEAR 59.5CM X 94.5CM X 5MM THICKNESS " |  | CARP | 100007177.jpg
100007178 | WINDOW WITH FRAME ALUMINUM 77 CM X 94 CM | CAR200 | CARP | 100007178.jpg
100007179 | WINDOW GLASS CLEAR 58CM X 78CM X 5MM | N/A | CARP | 100007179.jpg
100007180 | WINDOW GLASS CLEAR 49.5CM X 89CM X 5MM | N/A | CARP | 100007180.jpg
100007181 | WINDOW GLASS CLEAR 58.5CM X 78CM X 5MM | N/A | CARP | 100007181.jpg
100007185 | BARB WIRE 4MM , 50 MTRS EACH ROLL |  | OMSP | 100007185.jpg
100007186 | CROSS TEE PVC 6" SCHEDULE 80 |  | PLUMB | 100007186.jpg
100007187 | PVC WINDOW HINGE 5" |  | CARP | 100007187.jpg
100007189 | DOUBLE GLASSES CLEAR 40CM X 25CM X 5MM THICKNESS | N/A | CARP | 100007189.jpg
100007190 | 5mm2 PVC DOOR PANEL, 78 X 69CM | N/A | CARP | 100007190.jpg
100007191 | 5mm2 PVC DOOR PANEL, 70 X 78CM | N/A | CARP | 100007191.jpg
100007192 | 5mm2 PVC DOOR PANEL, 120 X 81CM | N/A | CARP | 100007192.jpg
100007193 | EXHAUST FAN MOTOR RATED 220/240 V 50/60 HZ 2.2/2 AMP 1350/1600 AMP GREENHECK FAN CORP. SCHOFIELD WI MADE IN USA | 311510 | ELEC | 100007193.jpg
100007194 | "DSE160- SELF-SEEKING POWER SUPPLY-THE DSE160 SELF-SEEKING POWER SUPPLY HAS BEEN DESIGNED FOR USE WITH DSE3XX CONTROL MODULES. THE DSE160 CAN BE SUPPLIED FROM A | DSE160 | POWERG | 100007194.jpg
100007195 | NUT AND BOLT 4MM DIAMETER , I/2 INCH LENGTH |  | CARP | 100007195.jpg
100007196 | ALUMINUM CORNER SHOWER ROD KIT 80CM X 80CM X 80XM X 185CM AND EXTENDED TO 275 CM |  | PLUMB | 100007196.jpg
100007198 | MAGNETIC CONTACTOR 16AMP 240-280VAC 50-60HZ 3P WITH N.O AND N.C (AS PER SAMPLE PICTURE) | ANY BRAND | ELEC | 100007198.jpg
100007199 | OVERLOAD RELAY 1-16 AMP ANY BRAND (AS PER SAMPLE PICTURE) | ANY BRAND | ELEC | 100007199.jpg
100007200 | EARTH FAULT RELAY 220 VAC WITH TIME SETTING AND CURRENT SETTING (AS PER SAMPLE PICTURE) ANY BRAND | ANY BRAND | ELEC | 100007200.jpg
100007201 | TIME DELAY OMRON H3M 0 - 0.5 RANGE (AS PER SAMPLE) | H3M | ELEC | 100007201.jpg
100007204 | WATERPROOF PVC JOINT BOX 10X10 | 10X10 | ELEC | 100007204.jpg
100007205 | SOLENOID ASSEMBLY, PART#: 111-257D POLLAK, COIL 12VDC CONT. DUTY, N.O.S | 111-257D | OMSP | 100007205.jpg
100007218 | FLANGE GASKET 3050944 CUMMINS | 3050944 | POWERG | 100007218.jpg
100007219 | FUEL WATER SEPARTOR FILTER PART# 504107584 IVECO (CROSS REF: FS19982 FLEETGUARD) | "504107584 IVECO FS19982 FLEETGUARD" | ELEC | 100007219.jpg
100007220 | AIR FILTER PART# 8041322 IVECO |  | POWERG | 100007220.jpg
100007221 | FUEL FILTER PART# 2992241 IVECO (CROSS REF: FF5485 FLEETGUARD, P550881 DONALDSON) | IVECO | POWERG | 100007221.jpg
100007254 | LIGHTWEIGHT ALL PURPOSE JOINT COMPOUND |  | CARP | 100007254.jpg
100007257 | FIRE ALARM CONVENTIONAL BREAK GLASS |  | ELEC | 100007257.jpg
100007262 | WATER PUMP 3635807 CUMMINS | 3635807 | POWERG | 100007262.jpg
100007263 | O-RING SEAL 3007512 CUMMINS | 3007512 | POWERG | 100007263.jpg
100007264 | O-RING SEAL 206457 CUMMINS | 206457 | POWERG | 100007264.jpg
100007265 | WATER TRANSFER CONNECTION GASKET 3179035 CUMMINS | 3179035 |  | 100007265.jpg
100007266 | A/C SPLIT TYPE SUPER GENERAL 12000 BTU 220VAC 50HZ COMPLETE SET | ANY MODEL | HVAC | 100007266.jpg
100007267 | OEM A.O.SMITH YORK COLEMAN CONDENSER FAN MOTOR 1/4HP 850RPM D: 5 5/8" SHAFT: 2 5/8" (OUT OF MOTOR) 208-230VAC 50-60HZ F48AA68A50 | F48AA68A50 | HVAC | 100007267.jpg
100007269 | CHIGO A/C REMOTE CONTROL FOR 18000BTU |  | HVAC | 100007269.jpg
100007270 | BUSHING REDUCER GI 1/2"X3/8" |  | PLUMB | 100007270.jpg
100007271 | FRIGO INDOOR FAN FOR AIR COOLER EBM PAPST M4Q045-DA05-52 230VAC 50/60HZ COMPLETE SET WITH FAN BLADE,GUARD GRILL AND FAN MOTOR AS PER SAMPLE | 02425837700 | HVAC | 100007271.jpg
100007272 | SAMSUNG A/C OUTDOOR FAN GRILL DIAMETER: 40CM FOR 12000 BTU |  | HVAC | 100007272.jpg
100007273 | FLOW WATER METER 2" FLANGE TYPE (ANY BRAND AS PER SAMPLE) |  | PLUMB | 100007273.jpg
100007354 | WORTHINGTON CYLINDER 14.1 OZ. PRE-FILLED MAP-PRO GAS TORCH STYLE CYLINDER |  | HVAC | 100007354.jpg
100007355 | ELBOW PPR 1" OUTSIDE THREAD 90º | THREAD 90º | PLUMB | 100007355.jpg
100007375 | LED RECESSED CIRCULAR DOWNLIGHT CEMDAG MODEL:FT18W/300MA 220-240VAC 50-60HZ | CMCL511 | ELEC | 100007375.jpg
100007384 | SIEMENS CONTACTOR TG1001-0AL2 20AMP 3P 220-240VAC 50-60HZ | 3TF46 | ELEC | 100007384.jpg
100007385 | WOODEN ANGLE MOULDING 15MM X 15MM X 2000MM COLOR:DARK BROWN |  | PLUMB | 100007385.jpg
100007386 | A/C OUTDOOR FAN MOTOR DB31-00034A(YDK-020A6H13D-01-MOTOR SAMSUNG 12000 BTU | YDK-35-6 | HVAC | 100007386.jpg
100007387 | DOOR SPRING DIA.2CM X LENGTH 25CM STEEL WITH HOLDER | STANLEY HARDWARE | CARP | 100007387.jpg
100007388 | LUMBER WOOD 8CM X 4CM X 3MTR |  | CARP | 100007388.jpg
100007389 | INDUSTRIAL BULK HEAD LIGHT FITTING JAR SHAPE |  | ELEC | 100007389.jpg
100007390 | LASSANY BOARD 120 CM X 240 CM 5MM (COLOR WHITE) |  | CARP | 100007390.jpg
100007391 | V BELT 17X2240LI B90 | B90 | POWERG | 100007391.jpg
100007392 | V BELT 13X1375LI A54 | A54 | POWERG | 100007392.jpg
100007393 | V BELT 17X1790LI B72 | B72 | POWERG | 100007393.jpg
100007394 | LPG NOZZLE FEMALE NPT PIPE THREADH 1/2" AS PER SAMPLE |  | PLUMB | 100007394.jpg
100007395 | LPG NOZZLE MALE NPT PIPE THREADH 1/2" AS PER SAMPLE |  | PLUMB | 100007395.jpg
100007396 | LPG QUICK DISCONNECT 1/2" AS PER SAMPLE |  | PLUMB | 100007396.jpg
100007397 | LPG GAS REGULATOR AS PER SAMPLE |  | PLUMB | 100007397.jpg
100007398 | PEDROLLO BOOSTER PUMP 15 KW, 20 HP, 380/415 DELTA - 660/720 STAR, HMAX 72M HMIN 59, 50Hz, 3 PHASE, 1P55 Made in Italy In 4" Out 3" | PEDROLLO | PLUMB | 100007398.jpg
100007399 | RIM EXIT DEVICE DOUBLE LOCK | DOUBLE LOCK | ELEC | 100007399.jpg
100007400 | PRESSURE RELIEF VALVE 1/2" | 1/2" | PLUMB | 100007400.jpg
100007401 | WINDOW GLASS CLEAR 110 CM X 70CM X 6MM THICKNESS |  | CARP | 100007401.jpg
100007402 | WINDOW GLASS CLEAR 64 CM X 64CM X 6MM THICKNESS |  | CARP | 100007402.jpg
100007403 | WINDOW GLASS CLEAR 4MM 60CM X 95CM |  | CARP | 100007403.jpg
100007404 | SAMSUNG A/C INDOOR FAN BLOWER FOR 18000 BTU |  | HVAC | 100007404.jpg
100007405 | OMRON TIMER MODEL: H3BA-8 SOURCE: 200/220/240 VAC 50/60HZ CONTACT: 5A 250VAC RESISTIVE LOAD |  | ELEC | 100007405.jpg
100007406 | ARB-120-ABA ALTERNATING RELAY CONTACT: 10A @ 240 VAC |  | ELEC | 100007406.jpg
100007407 | ATC DIVERSIFIED ELECTRONICS DOUBLE CHANNEL ISOLATED SWITCH CONTACT: LOCK2/NORMAL/LOCK1 |  | ELEC | 100007407.jpg
100007408 | SAMSUNG PCB KIT 12000 BTU AS PER SAMPLE PICTURE) | HVC028 | HVAC | 100007408.jpg
100007409 | SAMSUNG DISPLAY CONTROL BOARD 12000 BTU PART NO: D893-11009A (AS PER SAMPLE PICTURE) | HVC028 | HVAC | 100007409.jpg
100007410 | CARRIER TRANSICOLD CONTACTOR PART NO: 10-00431-00 32AMP 20 - 24VAC | 10-00431-00 | ELEC | 100007410.jpg
100007411 | 1/2 INCH FEMALE SAFETY PRESSURE RELIEF VALVE 3 BAR | 1/2 INCH | PLUMB | 100007411.jpg
100007412 | PVC DOOR WITH FRAME DIMENSION: 198CM X 89CM WITH COMPLETE SET OF PVC DOOR LOCK AND HINGES |  | CARP | 100007412.jpg
100007413 | PUSH BAR - VERTICAL PANIC BOLT LOCK SET SUITABLE FOR DOORS 2500 HIGH x 1300MM WIDE COMPLETE SET | 2500 HIGH x 1300MM WIDE | CARP | 100007413.jpg
100007414 | WINDOW GLASS 50X55MM x 4 CLEAR WINDOW GLASS | 50X55MM x 4 CLEAR | CARP | 100007414.jpg
100007415 | CARRIER TRANSICOLD MODEL: 79-66625-00, MFG NO.: 6DDJEC1C1370 3 PHASE SEMI HERMETIC RECIPROCATING COMPRESSOR 400/460VAC 50-60HZ | 79-66625-00 | HVAC | 100007415.jpg
100007416 | PVC DOOR WITH GLASS ON UPPER PORTION DIMENSION: FRONT:210CM X 94CM BACK: 206CM X 90CM AS PER SAMPLE PICTURE |  | CARP | 100007416.jpg
100007417 | PORTABLE BATTERY CHARGER 12 / 24VDC 230VAC 50HZ 12 AMP |  | POWERG | 100007417.jpg
100007418 | LOWARA BOOSTER PUMP 9.2KW 12 HP DELTA: 380-400VAC STAR: 660-690 VAC 50 HZ 17A, IN 2" 1P55 |  | PLUMB | 100007418.jpg
100007419 | LED RECESSED CIRCULAR DOWNLIGHT, CEMDAG, MODEL FT 18W/300mA, VOLTAGE: 220-240V, 50-60Hz, 18W w/ LED POWER SUPPL COMPLETE SET SIZE: FIXTURE 18CM WITH GLASS 20CM |  | ELEC | 100007419.jpg
100007420 | LED RECESSED CIRCULAR DOWNLIGHT CEMDAG MODEL FT 12W / 300mA VOLTAGE:220-240V 50-60Hz, 12W w/LED POWER SUPPLY FHL, MODEL FT 12W/300mA FIXTURE:14CM W/ GLASS 16CM |  | ELEC | 100007420.jpg
100007421 | SAMSUNG A/C SPLIT UNIT 12000 BTU 220VAC 50HZ (ANY MODEL) COMPLETE SET |  | HVAC | 100007421.jpg
100007422 | SAMSUNG PCB KIT 24000 BTU AS PER SAMPLE PICTURE) | HVC028 | HVAC | 100007422.jpg
100007423 | ALUMINUM WHITE WINDOW SCREEN FRAME 125CM X67.5 CM, 4.5 X 1.5CM |  | CARP | 100007423.jpg
100007424 | SPEED SENSOR KIT, PART #: 997-721 OR 997-281 FG WILSON (CROSS REF: KRP1551 PERKINS) | "997-721 OR 997-281 KRP1551 " | POWERG | 100007424.jpg
100007425 | A/C COMPRESSOR 48000 BTU LRA 86 PART NO. 750075-1000-03 MODEL: H20J383ABCA 220-240 VAC 50-60HZ |  | HVAC | 100007425.jpg
100007426 | UNION PVC 4" SCHEDULE 80 | PVC80BVTU400X | PLUMB | 100007426.jpg
100007427 | Fan Motor 230 50/60 HZ 80-24 W 1300/1500 rpm IP44 Brand MA-VIB - ALTERNATIVE EFCR18Y0A51 | SPRK91A-42 | HVAC | 100007427.jpg
100007428 | 60 CM AXIIAL COOLING FAN AND BLOWER 220V/50Hz/900rpm/520W/2.5A | BLUE BOX | HVAC | 100007428.jpg
100007429 | SNIPER SCREEN H:7' X METER DARK GREEN |  | OMSP | 100007429.jpg
100007430 | 63CM AXIAL COOLING FAN AND BLOWER 220V/50Hz/900rpm/520W/2.5A | BLUE BOX | HVAC | 100007430.jpg
100007431 | PEDROLLO SLUDGE PUMP 3" PMS 30/70 380VAC 50HZ 2.2KW 3HP IP68 RPM:2900 HEAD MAX: 13M | P/N-1579070004E | PLUMB | 100007431.jpg
100007432 | SCHNEIDER ELECTRIC - 1,500VA POWER RATING PLUG IN GENERAL PURPOSE RELAY 120V 50/60HZ PART: RXM4AB1F7 | SCHNEIDER- RXM4AB1F7 | ELEC | 100007432.jpg
100007433 | CYLINDER LINER KIT, PART#: 3804712 CUMMINS | 3804712 | POWERG | 100007433.jpg
100007434 | ENGINE PISTON KIT, PART#: 3804709 CUMMINS | 3804709 | POWERG | 100007434.jpg
100007435 | ENGINE PISTON KIT, PART#: 3804710 CUMMINS | 3804710 | POWERG | 100007435.jpg
100007436 | CONNECTING ROD BEARING, PART#: 3092940 CUMMINS | 3092940 | POWERG | 100007436.jpg
100007437 | OIL PAN GASKET, PART#: 3092855 CUMMINS | 3092855 | POWERG | 100007437.jpg
100007438 | SIDE HUNG UPVC WINDOW (WITHOUT FRAME), RIGHT SIDE HINGED, INWARD SWING, COMPLETE/W HINGES, HANDLE, GLASS & LOCK ROD,DIMENSIONS:INSIDE 109x46CM,OUTSIDE 113x50CM |  | CARP | 100007438.jpg
100007439 | SIDE HUNG UPVC WINDOW (WITHOUT FRAME), RIGHT SIDE HINGED, INWARD SWING, COMPLETE/W HINGES, HANDLE, GLASS & LOCK ROD, DIMENSIONS: INSIDE 92x52CM, OUTSIDE 96x56CM |  | CARP | 100007439.jpg
100007440 | COUPLING PPR 2" INSIDE THREAD | INSIDE THREAD | PLUMB | 100007440.jpg
100007442 | PISTON RING SET, PART#: 3804708 CUMMINS | CUMMINS | POWERG | 100007442.jpg
100007444 | MALE / FEMALE PLUG 16AMP 250VOLT 2P |  | ELEC | 100007444.jpg
100007447 | EXHAUST FAN, OUTER FRAME SIZE: 23CM X 23CM INNER CASE: 7CM X 6CM ROUND DIMENSION 220/240VAC 50/60HZ 0.19AMP RPM:2800 POWER WATT: 30 AS PER SAMPLE PICTURE |  | ELEC | 100007447.jpg
100007449 | SAMSUNG PCB KIT 24000 BTU AS PER SAMPLE PICTURE) |  | HVAC | 100007449.jpg
100007451 | SCHNEIDER THERMAL OVERLOAD RELAY 6-24A |  | ELEC | 100007451.jpg
100007452 | SCHNEIDER MAGNETIC CONTACTOR MODEL: LC1D25 40AMP 220VAC 50/60 HZ AS PER SAMPLE PICTURE | LC1D25 | ELEC | 100007452.jpg
100007453 | CERAMIC FLOOR TILES, WHITE, 25CM x 25CM x 7.5MM, THICKNESS |  | CARP | 100007453.jpg
100007454 | BITUMEN WATERPROOFING ROOF COMPOUND, GENERAL PURPOSE |  | CARP | 100007454.jpg
100007455 | PLASTIC EMULSION INTERIOR WALL PAINT 4-KG (COLOR AS PER SAMPLE PICTURE) |  | CARP | 100007455.jpg
100007456 | FLANGE GI 3" INSIDE THREAD | N/A | OMSP | 100007456.jpg
100007457 | GLASS MIRROR WITH WOODEN FRAME 150CM X 100CM X TH: 8MM AS PER SAMPLE PICTURE |  | CARP | 100007457.jpg
100007458 | LAMINATED SAFETY GLASS 100CM X 70CM X 8MM |  | CARP | 100007458.jpg
100007459 | CARRIER TRANSCOLD COMPRESSOR MODEL: 06DR241BCC06C0 VOLT: 400/460 VAC 3P 50/60HZ LRA 74.0 / 77.0 | 06DR241BCC06C0 | HVAC | 100007459.jpg
100007460 | REVALCO ANALOGUE DAILY TIME SWITCH MODEL: 1ROM1DR 220-240VAC 50/60HZ 16A, 250V (4A-INDUCTIVE LOAD) AS PER SAMPLE PICTURE |  | ELEC | 100007460.jpg
100007461 | CLEAN OUT CUP LID 4" OUTER THREAD AS PER SAMPLE PICTURE |  | PLUMB | 100007461.jpg
100007462 | WWTP AIR BLOWER FILTER HEIGHT: 16CM X DIAM: 20.5CM AS PER SAMPLE PICTURE |  | OMSP | 100007462.jpg
100007463 | CURRENT TRANSFORMER, MODEL: RCT-15-3 RISESUN, PRIMARY CURRENT 800A, SECONDARY CURRENT: 5A, 50/60HZ, RATED BURDEN: 5VA | RCT-15-3 | POWERG | 100007463.jpg
100007464 | VIKO FAN SWITCH/DIMMER AS PER SAMPLE |  | ELEC | 100007464.jpg
100007471 | BLACK COARSE THREAD DRYWALL SCREW, W/ PHILIPS BUNGLE HEAD, LENGTH 1” |  | OMSP | 100007471.jpg
100007472 | SPI M-PILOT SERIES MERCURY CONTROL DUTY SWITCH - (20A701-LY / 10CRDPC) - (NORMALLY OPEN) AS PER SAMPLE |  | PLUMB | 100007472.jpg
100007473 | WINDOW HANDLE LOCK AS PER SAMPLE PICTURE | KBB078 | CARP | 100007473.jpg
100007474 | 2" SUBMERSIBLE PUMP MODEL: PST 7.5KW 10HP 2850 RPM 3P 380 VAC 50/60HZ MADE IN ITALY |  | PLUMB | 100007474.jpg
100007475 | TELEMECANIQUE OVERLOAD RELAY LRD 08 2.5 - 4 AMP AS PER SAMPLE PICTURE | LRD 08 | ELEC | 100007475.jpg
100007476 | WINDOW PVC 72 CM X 33 CM AS PER SAMPLE PICTURE |  | CARP | 100007476.jpg
100007477 | WINDOW GLASS CLEAR 153CM X 73CM X 5MM | N/A | CARP | 100007477.jpg
100007478 | WINDOW GLASS CLEAR 94.5CM X 60CM X 5MM | N/A | CARP | 100007478.jpg
100007479 | WINDOW GLASS CLEAR 95.5CM X 66CM X 4MM | N/A | CARP | 100007479.jpg
100007480 | BOLT AND NUT 20MM X 100MM WITH WASHER | N/A | OMSP | 100007480.jpg
100007481 | A/C SAMSUNG OUTDOOR POWER SIDE COVER FOR 24000BTU AS PER SAMPLE PICTURE | N/A | HVAC | 100007481.jpg
100007482 | A/C SAMSUNG OUTDOOR POWER SIDE COVER FOR 12000BTU AS PER SAMPLE PICTURE | N/A | HVAC | 100007482.jpg
100007483 | A/C DURAVEL OUTDOOR POWER SIDE COVER FOR 12000BTU AS PER SAMPLE PICTURE | N/A | HVAC | 100007483.jpg
100007484 | CONICAL REDUCER 4” X 3” BLACK STEEL | N/A | PLUMB | 100007484.jpg
100007485 | SAMSUNG SPLIT TYPE UNIT A/C 18000 BTU (ANY MODEL) |  | HVAC | 100007485.jpg
100007486 | TEMPERATURE SENSOR, PART#: KE00131, PRODUCT NAME: SWA-3, THREAD SPEC: 1/2”-14NPT, RATED VOLTAGE: 6-24V, BRAND: KUSAUTO | KE00131 | POWERG | 100007486.jpg
100007487 | DOUBLE GLAZED WINDOW GLASS 83CM X 81CM X 2CM WITH 0.4MM BLAST FILM AS PER SAMPLE PICTURE |  | CARP | 100007487.jpg
100007488 | DOUBLE GLAZED WINDOW GLASS 71CM X 88.5CM X 2CM WITH 0.4MM BLAST FILM AS PER SAMPLE PICTURE |  | CARP | 100007488.jpg
100007489 | AX28 GOLD-RIBBON COG-BELT MADE IN USA 1914 | AX28 | OMSP | 100007489.jpg
100007490 | AX27 GOLD-RIBBON COG-BELT MADE IN USA 1914 | AX27 | OMSP | 100007490.jpg
100007491 | BOOSTER PUMP PST 10HP 380-415V/660-720 V, 7.5KW 16.5/9.5A 2’’IN, 2’’OUT WITH PLANGE AS PER SAMPLE PICTURE |  | PLUMB | 100007491.jpg
100007492 | GE CAPACITOR 20UF 370 VAC +06 -06% 50/60HZ AS PER SAMPLE PICTURE |  | ELEC | 100007492.jpg
100007493 | ALUMINUM ALLOY EXTERIOR DOOR WITHOUT FRAME, LEFT HAND OUTWARD SWING; DOOR DIMENSIONS: OUTSIDE 86.5 x 205 CM, INSIDE 83.5 x 202 CM, TOTAL THICKNESS 4CM |  | CARP | 100007493.jpg
100007494 | ALUMINUM ALLOY EXTERIOR DOOR WITHOUT FRAME, RIGHT HAND OUTWARD SWING; DOOR DIMENSIONS: OUTSIDE 86 x 205 CM, INSIDE 83.5 x 202 CM, TOTAL THICKNESS 4CM |  | CARP | 100007494.jpg
100007495 | MAGNETIC PICK-UP - 100MM 5/8 IN MAGNETIC PICKUP ENGINE MOUNTED SPEED SENSORS OR RPM SENSOR DIMENSIONS (HIGHT/WIGTH/LENGTH) CM: 2.00/1.50/13.00 WEIGHT (KG): 0. | P/N: 171-234 | POWERG | 100007495.jpg
100007496 | PLYWOOD BOARD 240CM X 120CM X 4MM |  | CARP | 100007496.jpg
100007498 | FRENCH DOOR LOCK SET, COMPLETE (AS PER SAMPLE PICTURE) | CAR089 | CARP | 100007498.jpg
100007499 | EXHAUST FAN 21.5CM X 21.5CM INNER DIAMETER 8" (ROUND) PLASTIC SQUARE AS PER SAMPLE PICTURE |  | ELEC | 100007499.jpg
100007500 | EXHAUST FAN MOTOR, 115V, 60Hz, 0.50AMP, 950RPM, 1/154HP, SINGLE SPEED, 4P SHADED (MOTOR AS PER SAMPLE PICTURE) |  | HVAC | 100007500.jpg
100007501 | SLUDGE PUMP TYPE: SEVB.80.80.13.4.50DA PN. : 96047750205536 3X380VAC 50HZ 1.8 / 1.3KW RPM 1440 |  | PLUMB | 100007501.jpg
100007502 | ELECTRICAL PANEL SELECTOR SWITCH 3 POSITION 20 AMP AS PER SAMPLE PICTURE |  | ELEC | 100007502.jpg
100007503 | SINGLE WOOD DOOR INTERIOR, DOOR SLAB ONLY - FRAME & DOOR ACCESSORIES EXCLUDED, 209CM x 89CM x 4CM (COLOR AND DESIGN AS PER SAMPLE PICTURE) |  | CARP | 100007503.jpg
100007504 | PLATE MOUNTED AXIAL EXTRACTOR FAN, 400VAC, 3PH, 50Hz, kW 0.62/0.44, AMP 1.25/0.72, RPM 900/720, IP/CL 54/F, FAN DIA. 636MM (AS PER SAMPLE PICTURE) |  | HVAC | 100007504.jpg
100007505 | COLD ROOM DOOR HINGE AS PER SAMPLE PICTURE |  | HVAC | 100007505.jpg
100007506 | ELBOW PPR 1/2" X 1/2" INSIDE THREAD |  | PLUMB | 100007506.jpg
100007507 | DIKO ELEMENT, WATER HEATER 3KW 3P 380VAC 50HZ 2" | 91G4520000271 | OMSP | 100007507.jpg
100007508 | FLEXIBLE CONDUIT 1" BLACK | ELT1299 | ELEC | 100007508.jpg
100007509 | NUT AND BOLT 14MM LENGTH 150MM |  | PLUMB | 100007509.jpg
100007510 | MAPNER BLOWER TYPE: SEM.11 TRC.GCA 0,808 BAR ABS, 3395 RPM, MOTOR POWER: 22 KW COMPLETE SET AS PER SAMPLE PICTURE |  | PLUMB | 100007510.jpg
100007511 | MEB BLOWER MOTOR MODEL: 3PH , TYPE TF: 180M-2, 380-420/660-725 D/Y , 50HZ, 22KW RPM: 2940 IP55 AS PER SAMPLE PICTURE |  | PLUMB | 100007511.jpg
100007513 | STEEL I BEAM SIZE H: 180MM W: 80MM/THICKNESS 5MM / L: 6 MTR. |  | OMSP | 100007513.jpg
100007514 | GATE VALVE 6" FLANGE TYPE 8 HOLE AS PER SAMPLE PICTURE |  | PLUMB | 100007514.jpg
100007515 | SIEMENS MAGNETIC CONTACTOR 3TF4522-0A 55A, 600VAC COIL: 220VAC 50HZ Made in Turkey. | 3TF45 | ELEC | 100007515.jpg
100007516 | WINDOW GLASS CLEAR 59CM X 49CM X 4MM |  | CARP | 100007516.jpg
100007517 | LED LIGHT FIXTURE WITH TRANSFORMER COMPLETE SET MODEL: 3 X 1W, INPUT: AC86-265V, 50/60 HZ, OUTPUT: 280mA/3.6-12V AS PER SAMPLE PICTURE |  | ELEC | 100007517.jpg
100007518 | PISTON KIT, Part #: 10000-12101 PERKINS | 10000-12101 | POWERG | 100007518.jpg
100007519 | PISTON RING KIT, Part#: 10000-12102 PERKINS | 10000-12102 | POWERG | 100007519.jpg
100007520 | CYLINDER LINER KIT, Part #: 10000-10630 PERKINS | 10000-10630 | POWERG | 100007520.jpg
100007521 | CYLINDER HEAD ASSEMBLY, Part #: 934-764 PERKINS | 934-764 | POWERG | 100007521.jpg
100007522 | CAMSHAFT, Part #: 934-742 PERKINS | 934-742 | POWERG | 100007522.jpg
100007523 | CAMSHAFT BUSH, Part #: 997-708 PERKINS | 997-708 | POWERG | 100007523.jpg
100007524 | BIG END BEARING KIT (CON ROD BEARING), Part #: 10000-12103 PERKINS | 10000-12103 | POWERG | 100007524.jpg
100007525 | GASKET KIT - BOTTOM, Part #: 934-736 PERKINS | 934-736 | POWERG | 100007525.jpg
100007526 | MAIN BEARING KIT, Part #: 997-051 PERKINS | 997-051 | POWERG | 100007526.jpg
100007527 | WOOD STOVE CHIMNEY, PREFAB W/ CHIMNEY CAP, SINGLE-WALL 22 GUAGE, PIPE OD 6 in. (SHAPE & DIMENSIONS AS PER PICTURE) |  | CARP | 100007527.jpg
100007528 | WOOD STOVE CHIMNEY, PREFAB W/ CHIMNEY CAP, SINGLE-WALL 22 GUAGE, PIPE OD 5.5 in. (SHAPE & DIMENSIONS AS PER PICTURE) |  | CARP | 100007528.jpg
100007529 | JOTASHIELD TC MATT WATER PAINT COLOR CODE (WHITE 0471) 30-KG | JOTAN | OMSP | 100007529.jpg
100007530 | CHIGO 9000 BTU SPLIT A/C UNIT, 220-240 VAC, 50Hz, R410A | 9000 BTU | HVAC | 100007530.jpg
100007531 | 3" SUBMERSIBLE WELL WATER PUMP-7.5KW 10HP380-400V 50 HZ H MAX 199 IP68 PEDROLLO |  | PLUMB | 100007531.jpg
100007533 | 40CM X 40CM CERAMIC FLOOR TILES, 7.5MM THICKNESS, WHITE COLOR |  | CARP | 100007533.jpg
100007534 | GALVANIZED IBR ROOF SHEETING, THICKNESS 24 GAUGE, WIDTH 1.2M x LENGTH 6M |  | PLUMB | 100007534.jpg
100007535 | END CAP CPVC 4" SCH 80 |  | PLUMB | 100007535.jpg
100007536 | ANGLE IRON 40MM X40MM X 3MM X 6M |  | OMSP | 100007536.jpg
100007537 | PAINT BRUSH 1" | PAINT015 | OMSP | 100007537.jpg
100007538 | DOUBLE GLAZED WINDOW GLASS, USE WITH uPVC WINDOW, 97.5CM X 73.5CM X 2CM W/CLEAR 0.4MM BLAST FILM ON IT. |  | CARP | 100007538.jpg
100007539 | WEATHER PROOF SINGLE SOCKET 13 A | ELT1096 | ELEC | 100007539.jpg
100007540 | GLASS MIRROR 150CM X 100CM X TH: 8MM AS PER SAMPLE PICTURE |  | CARP | 100007540.jpg
100007541 | ARISTON WATER HEATING ELEMENT 3000 W 380 V 5 BOLTS WITH THERMOSTAT |  | PLUMB | 100007541.jpg
100007542 | SAFETY SHOWER WITH EYEWASH STATION AS PER SAMPLE PICTURE |  | OMSP | 100007542.jpg
100007544 | PKZM0-1 - THERMAL MAGNETIC CIRCUIT BREAKER , MOTOR PROTECTION WITH AGM2-10-PKZ0 072898 EATON MOELLER Trip indicator switch, 2N/O, SCREW CONNECTION AS PER SAMPLE |  | ELEC | 100007544.jpg
100007545 | MOTOR CONTROL AC CONTACTOR, 3 POLE+1NC, Ith: 32A, COIL 220V 50/60Hz (AC-3 380/400V, 18A, 7.5KW) - (660V, 12A, 9KW), H68MM X W45MM X D82MM |  | HVAC | 100007545.jpg
100007546 | REFURBISHED CYLINDER HEAD WITH ALL ACCESSORIES COMPLETE SET, Part #: 934-764 PERKINS | 934-764 | POWERG | 100007546.jpg
100007547 | DOSING PUMP FOOTVALVE STRAINER AS PER SAMPLE PICTURE |  | PLUMB | 100007547.jpg
100007548 | WINDOW GLASS- 4MM X 90.5CM X 42CM |  | CARP | 100007548.jpg
100007549 | WINDOW GLASS 5MM Size 92CM X30.5CM |  | CARP | 100007549.jpg
100007550 | GYPSUM CEILING TILES 60CM X 60CM AS PER SAMPLE PICTURE | CAR120 | CARP | 100007550.jpg
100007551 | SQUARE MANHOLE COVER & FRAME; CAST IRON, RECESSED, 600MM X 600MM X 40MM | CAR120 | OMSP | 100007551.jpg
100007552 | PVC TEE WYE 6" SCH 40 45º | 6" SCH 80 45º | PLUMB | 100007552.jpg
100007553 | CERAMIC TILES 33CM X 33CM DESIGN AND COLOR IS AS PER SAMPLE PICTURE |  | CARP | 100007553.jpg
100007554 | CLEAR WIRED GLASS 95.5CM X 60CM X 5MM |  | CARP | 100007554.jpg
100007555 | SCHNEIDER CIRCUIT BREAKER MODEL NSX 100F 63A 380V 3P AS PER SAMPLE PICTURE |  | ELEC | 100007555.jpg
100007557 | HOMA SLUDGE PUMP MODEL: TP50 M13/4D 380VAC 50HZ 3P 1450RPM AS PER SAMPLE PICTURE | TP50 M13/4D | PLUMB | 100007557.jpg
100007558 | WINDOW GLASS 4MM 69.5CM x 62.5CM |  | CARP | 100007558.jpg
100007559 | FAST BLOW GLASS FUSE 5A, 250V, DIA 5MM X LENGTH 20MM |  | ELEC | 100007559.jpg
100007560 | WIRE ROPE 14MM |  | PLUMB | 100007560.jpg
100007561 | BITUMEN PAINT, GENERAL PURPOSE | BITUMEN | OMSP | 100007561.jpg
100007562 | GYPSUM CEILING TILES 60CM X 60CM AS PER SAMPLE PICTURE |  | CARP | 100007562.jpg
100007563 | SCHNEIDER MAIN CIRCUIT BREAKER 800AMP 220/240 - 690 VAC LENGHT: 327MM , WIDTH: 210MM, DEPTH: 147MM, CONNECTOR WIDTH: 2" OR EQUAL SPECIFICATION ANY BRAND |  | ELEC | 100007563.jpg
100007564 | FLOAT VALVE 1/2" FLASH TANK | FLASH TANK | PLUMB | 100007564.jpg
100007565 | 1/2" URINAL PUSH BUTTON FLUSH VALVE MANUAL DELAY AUTOMATIC SHUT OFF URINAL FLUSH VALVE |  | OMSP | 100007565.jpg
100007566 | CARRIER A/C SPLIT UNIT 12000 BTU MODEL: QTF012713GE 220VAC 50HZ COMPLETE SET | QTF012713GE | HVAC | 100007566.jpg
100007567 | CARRIER A/C SPLIT UNIT 9000 BTU MODEL: QTF009713GE 220VAC 50HZ COMPLETE SET | QTF009713GE | HVAC | 100007567.jpg
100007568 | ROUND WHITE LOUVRED EXTERIOR WALL LIGHT FITTING |  | ELEC | 100007568.jpg
100007569 | THORNE EMI (PELSAN) BALLAST 1000 WATT 230VAC 50HZ AS PER SAMPLE PICTURE |  | ELEC | 100007569.jpg
100007570 | HIGH PRESSURE METAL LAMP MH 1000W 220-240VAC AS PER SAMPL PICTURE |  | ELEC | 100007570.jpg
100007571 | SURFACE MOUNT 1GANG LIGHT SWITCH 10A VIKO |  | ELEC | 100007571.jpg
100007574 | LIGHT SWITCH 2 GANG 1 WAY LEGRAND |  | ELEC | 100007574.jpg
100007575 | SUPER GENERAL A/C REMOTE CONTROL FOR 12000BTU |  | HVAC | 100007575.jpg
100007576 | INDOOR UNIT BLOWER FAN 63CM X 9.5CM FOR 9000 BTU SAMSUNG A/C AS PER SAMPLE PICTURE |  | HVAC | 100007576.jpg
100007577 | PEDROLLO BOOSTER PUMP 15KW 20 HP 380-415V 50 HZ 29.5A HMAX 72M, Q400+1700M, IN 2.5" OUT2", 1P55 MADE IN ITALY. | PEDROLLO F 50 / 250B | PLUMB | 100007577.jpg
100007579 | SUPER PHOTO SWITCH MODEL: SP-2002 220VAC 50HZ AS PER SAMPLE PICTURE OR EQUAL SPECIFICATION | SP-2002 | ELEC | 100007579.jpg
100007580 | DIAMOND CONCRETE CUTTING DISC 230MM FOR ANGLE GRINDER |  | OMSP | 100007580.jpg
100007581 | ROUND STEEL BAR 14MM DIA X 6 MTR LENGTH | WLD011 | OMSP | 100007581.jpg
100007582 | M8 SPINDLE INVERT STEEL DOOR HINGE, 20MM DIA. X 42MM, TOTAL LENGTH 103MM, RIGHT & LEFT COMPATIBLE (AS PER SAMPLE PICTURE) | WLD011 | OMSP | 100007582.jpg
100007583 | CONTROL MODULE PART NUMBER : EN12830 CARRIER TRANSCOLD SERIAL NO.: 04739067 AS PER SAMPLE PICTURE |  | HVAC | 100007583.jpg
100007584 | GREENHECK VARIGREEN EXHAUST FAN MOTOR,PN:313233 240V,50/60HZ, 1.6A, 0.17HP 300-1750 RPM |  | HVAC | 100007584.jpg
100007586 | FIVE LATCH MORTISE LOCK SET, BACKSET 60 X 68MM (AS PER SAMPLE PICTURE) |  | CARP | 100007586.jpg
100007587 | STC-9200 DEFROST TEMEPRATURE CONTROLLER 220VAC 50/60HZ AS PER SAMPLE PICTURE |  | PLUMB | 100007587.jpg
100007588 | ELEMENT, WATER HEATER 1500W 1P 220V, 50HZ , FOR BOILER 80 LTR, FLANGE TYPE 5 HOLE WITH GASKET AS PER SAMPLE PICTURE | PL3463 | PLUMB | 100007588.jpg
100007589 | ELEMENT WATER HEATER 3000W, 380 V 1 ½’’ WITH THERMOSTAT(AS PER PICTURE) |  | PLUMB | 100007589.jpg
100007590 | BUSHING REDUCER PVC 2" X 3/4" SCHEDULE 80 |  | PLUMB | 100007590.jpg
100007591 | SUBMERSIBLE PUMP 2'' ,TYPE 4SR8/31, MOTOR TYPE 4P/7.5, VOLTAGE: 380-460V, PUMP CODE: 4940831W15, RPM:2900, HP:7.5, KW:5.5, BRAND PEDROLLO, MADE IN ITALY |  | PLUMB | 100007591.jpg
100007592 | SUBMERSIBLE PUMP 3'' ,TYPE 4SR18/26 6", HEAD: 350 RPM: 2900 VOLTAGE: 380-460VAC 50HZ, BRAND: PEDROLLO, MADE IN ITALY |  | PLUMB | 100007592.jpg
100007593 | COMPLETLE WINDOW SCREEN FRAME 98X63CM- 2.5X1.5CM PER SEMPLE PICTURE |  | CARP | 100007593.jpg
100007594 | COMPLETLE WINDOW SCREEN FRAME 98X44.5CM - 2.5X1.5CM PER SEMPLE PICTURE |  | CARP | 100007594.jpg
100007595 | BALL VALVE GI 3 " 6 HOLE FLANGE TYPE |  | PLUMB | 100007595.jpg
100007596 | LEGRAND LIGHT SWITCH 1 GANG 2 WAY 10AMP |  | ELEC | 100007596.jpg
100007597 | SUPER GENERAL 12000BTU PCB KIT(BOARD) P/N CLPCB1239P-V4 20150515 .AS PER PICTURE |  | HVAC | 100007597.jpg
100007598 | FAN MOTOR FOR ROOM A/C FOR 12000 BTU SUPR GENERAL INDOOR,MODEL#YDK6-4SF/AY1 ,220-240V,50HZ,0.14A,6W,IP44 |  | HVAC | 100007598.jpg
100007599 | CURRENT TRANSFORMER, MODEL# SF104/80, RATED CURRENT: 600/5A-2000/5A, 50/60HZ,RATED VOLTAGE:400-720V, RATED BURDEN: 10VA | SFIM-SF104/80 | POWERG | 100007599.jpg
100007600 | OIL FILTER LF16015 |  | POWERG | 100007600.jpg
100007601 | WINDOW GLASS CLEAR 62CM X 141CM X 4MM THICKNESS |  | CARP | 100007601.jpg
100007602 | WINDOW GLASS CLEAR 60CM X 141CM X 4MM THICKNES |  | CARP | 100007602.jpg
100007603 | PILLOW BLOCK BEARING UCP205 (BORE SIZE 25MM) |  | PLUMB | 100007603.jpg
100007604 | STREET LIGHT FIXTURE 400 W 230 V COMPLETE SET ANY BRAND AS PER SAMPLE PICTURE |  | ELEC | 100007604.jpg
100007605 | OSRAM STREET BULB, SCREW TYPE, HQL (MBF-U) 250W | OSRAM | ELEC | 100007605.jpg
100007606 | BULB IGNITER MEP-F20 UF, 250 - 280 VAC -25/85C TYPE: A +- 16% 50/60HZ | HVC091 | HVAC | 100007606.jpg
100007607 | DOUBLE GLAZED WINDOW GLASS,USE WITH UPVC WINDOW 100CM X 80CM X 1CM |  | CARP | 100007607.jpg
100007608 | DOUBLE GLAZED WINDOW GLASS,USE WITH UPVC WINDOW 100CM X 60CM X 1CM |  | CARP | 100007608.jpg
100007609 | CIRCUIT BREAKER LEGRAND C63 63 AMP 400VAC |  | ELEC | 100007609.jpg
100007610 | META MEC 800 MOLDED CASE CIRCUIT BREAKER (MCCB), MODEL: ABS803b. 3 POLE, RATED CURRETN: 800 AMP, 690V, 50/60 HZ, HEIGHT: 275MM, WIDTH: 210MM, THICKNESS: 95MM | ABS803b META MEC 800 MCCB | POWERG | 100007610.jpg
100007611 | ALUMINUM DOOR HINGE 6" AS PER SAMPLE PICTURE |  | OMSP | 100007611.jpg
100007612 | FLOOR DRAIN ROUND 12CMX12CM STEEL AS PER SAMPLE PICTURE | PL3788 | PLUMB | 100007612.jpg
100007613 | PPBB-30N ON-OFF/START-STOP PUSH BUTTON WITH LIGHT INDICATOR MOMENTARY SWITCH P6X1 EI: 600V 10 AMP 220-240VAC AS PER SAMPLE PICTURE | Model : PPBB-30N | ELEC | 100007613.jpg
100007614 | PRE-HUNG PVC EXTERIOR DOUBLE DOOR,OUTWARD SWING, COMPLETE W/ FRAME, HINGES,PVC LOCK SET & LONG LOCK ROD;DOOR FRAME OUTER DIMENSIONS: HEIGHT 213CM X WIDTH 180CM |  | CARP | 100007614.jpg
100007615 | PRE-HUNG PVC EXTERIOR DOUBLE DOOR,OUTWARD SWING, COMPLETE W/ FRAME, HINGES,PVC LOCK SET & LONG LOCK ROD; DOOR FRAME OUTER DIMENSIONS: HEIGHT 205CM X WIDTH 180CM |  | CARP | 100007615.jpg
100007616 | 12 INCH OUT DOOR POUNT STEEL EXHAUST FAN |  | ELEC | 100007616.jpg
100007617 | EMERGENCY INDUCTIVE BALLAST 2 X 18-58W FOR 120CM LAMP 220-240VAC WITH BATTERY CONNECTION 0-6 VOLTS |  | ELEC | 100007617.jpg
100007618 | PRESSURE RELIEF VALVE 1" | 1/2" | PLUMB | 100007618.jpg
100007619 | 8 INCH WHITE PLASTIC GLOBE OUTDOOR LIGHT FIXTURE (AS PER SAMPLE PICTURE) | TC-DEC | ELEC | 100007619.jpg
100007620 | ELECTRICAL CONTROL PANEL COMPLETE (for 7.5KW Submersible Pump, Main Breaker 63 AMP, with Phase Failure Protection) |  | ELEC | 100007620.jpg
100007621 | EXHAUST FAN 8" STEEL SQUARE TIPO HXM-200 230VAC 50/60HZ 16W 0.08A IP44 (AS PER SAMPLE) | ELT1119 | ELEC | 100007621.jpg
100007622 | CLAMP, REPAIR, STAINLESS STEEL 4" AS PER SAMPLE PICTURE | 91G4730007470 | OMSP | 100007622.jpg
100007623 | ANGLE IRON 1 1/2" X 6M X 3MM |  | OMSP | 100007623.jpg
100007920 | MAG ANTI-FREEZE/COOLANT 50% GREEN/RED PRE-DILUTED COOLANT SERIES | MAG ANTI-FREEZE/COOLANT 50% | POWERG | 100007920.jpg
100007921 | SONY A/C THERMOSTAT (SENSOR) 18000 BTU |  | HVAC | 100007921.jpg
100007922 | BOLT AND NUT M16 X 100MM, FULL THREAD, WITH 2 FLAT ROUND WASHERS (FOR PVC FLANGE 6”) |  | PLUMB | 100007922.jpg
100007923 | BOLT AND NUT M16 X 80MM, FULL THREAD, WITH 2 FLAT ROUND WASHERS (FOR PVC FLANGE 4”) |  | PLUMB | 100007923.jpg
100007924 | BOLT AND NUT M12 X 80MM, FULL THREAD, WITH 2 FLAT ROUND WASHERS (FOR PVC FLANGE 2”) |  | PLUMB | 100007924.jpg
100007925 | PVC PURPLE PRIMER, INDUSTRIAL GRADE, P-70 WELD-ON, 946 mL |  | PLUMB | 100007925.jpg
100007926 | DOUBLE GLAZED WINDOW GLASS 4MM UOM SHEET 120cm x 240cm |  | CARP | 100007926.jpg
100007927 | COUPLER PLUG SOCKET CONNECTOR, SHAPE: EQUAL, CONNECTION: FEMALE, MODEL# SF20, SIZE 1.2" |  | ELEC | 100007927.jpg
100007928 | NIPPLE THREADED REDUCER GI 1/2" X 3/4" MALE / MALE |  | PLUMB | 100007928.jpg
100007929 | MOELLER AUXIALLARY CONTACT BLOCK 4 POLE 16A MODEL: AXHI22 |  | ELEC | 100007929.jpg
100007930 | FG WILSON POWERWIZARD 2.0 MODULE WITH INSTALLATION & CONFIGURATION ON THE GENERATOR AND COMMISSIONING WITH POWER PLANT MASTER/WOODWARD CONTROL PANELS | POWERWIZARD 2.0 | POWERG | 100007930.jpg
100007931 | FUEL FLOW METER 2'' CAM LOCK FITTINGS, FLOW RATE OF 5 TO 250 GALLON PER MINUTE (19 TO 946 LITER PER MINUTE) | NSN 6680-01-534-0892 | POWERG | 100007931.jpg
100007932 | 2” FLANGED CAST IRON GATE VALVE, 4 BOLT HOLE, OVERALL LENGTH 146MM | 146MM | PLUMB | 100007932.jpg
100007933 | GAMAK BLOWER MOTOR, TYPE:GM 160 M 2a, 22.4AMP , 11KW,DELTA 380 V, 50Hz, RPM 2930RPM, IP55, SHAFT DIAMETER 42MM | 11KW,DELTA 380 V, 50Hz, RPM 2930RPM, IP55, | PLUMB | 100007933.jpg
100007934 | A/C PCB BOARD 9000BTU SUPER GENERAL(AS PER SAMPLE) | HVC058 | HVAC | 100007934.jpg
100007935 | SUPER GENERAL A/C REMOTE CONTROL FOR 9000BTU |  | HVAC | 100007935.jpg
100007936 | HOSE 996-519 FG WILSON (CROSS REF: 422/8 PERKINS), Height: 8 cm, Width: 8 cm & Lenght: 9 cm | 996-519 | POWERG | 100007936.jpg
100007937 | CLEAR LAMINATED GLASS FOR WINDOW, 104.5CM X 36.5CM X 8MM |  | CARP | 100007937.jpg
100007938 | AIR CLEANER COVER 932-570 FG WILSON (CROSS REF: CH11287 PERKINS) | 932-570 | POWERG | 100007938.jpg
100007939 | SPLIT AIR CONDITIONER DUAL HEAD TEMPERATURE SENSOR, 16 INCH | 16 INCH | HVAC | 100007939.jpg
100007940 | COMMODE FLUSH VALVE AS PER SAMPLE PICTURE | PL3131 | PLUMB | 100007940.jpg
100007941 | CHECK VALVE 3’’ WITH FLANGE (LENGTH 24CM). AS PER SAMPLE PICTURE |  | PLUMB | 100007941.jpg
100007942 | SOLENOID STARTER SWITCH 24V 4P | SW3 | POWERG | 100007942.jpg
100007943 | PILLOW BLOCK BEARING SXR 1-7/16” (BORE DIAMETER 1-7/16”) | SXR 1-7/16" | CARP | 100007943.jpg
100007944 | MAG ULTRA 10/MAG ULTRA PLUS SAE 15W40 DIESEL ENGINE OIL - 205 LITER DRUM | MAG ULTRA 10/MAG ULTRA PLUS SAE 15W40 | POWERG | 100007944.jpg
100007945 | MAG ULTRA 10/MAG ULTRA PLUS SAE 15W40 DIESEL ENGINE OIL - 20 LITER CONTAINER | MAG ULTRA 10/MAG ULTRA PLUS SAE 15W40 | POWERG | 100007945.jpg
100007946 | MAG ULTRA 10/MAG ULTRA PLUS SAE 15W40 DIESEL ENGINE OIL - 5 LITER CONTAINER | MAG ULTRA 10/MAG ULTRA PLUS SAE 15W40 | POWERG | 100007946.jpg
100007947 | MAG ULTRA 10/MAG ULTRA PLUS SAE 15W40 DIESEL ENGINE OIL - 1 LITER CONTAINER | MAG ULTRA 10/MAG ULTRA PLUS SAE 15W40 | POWERG | 100007947.jpg
100007948 | MAG ANTI-FREEZE/COOLANT 50% GREEN/RED PRE-DILUTED COOLANT SERIES - 205 LITER DRUM | MAG ANTI-FREEZE/COOLANT 50% | POWERG | 100007948.jpg
100007949 | MAG ANTI-FREEZE/COOLANT 50% GREEN/RED PRE-DILUTED COOLANT SERIES - 20 LITER CONTAINER | MAG ANTI-FREEZE/COOLANT 50% | POWERG | 100007949.jpg
100007950 | MAG ANTI-FREEZE/COOLANT 50% GREEN/RED PRE-DILUTED COOLANT SERIES - 4 LITER CONTAINER | MAG ANTI-FREEZE/COOLANT 50% | POWERG | 100007950.jpg
100007951 | MAG ANTI-FREEZE/COOLANT 50% GREEN/RED PRE-DILUTED COOLANT SERIES - 1 LITER CONTAINER | MAG ANTI-FREEZE/COOLANT 50% | POWERG | 100007951.jpg
100007952 | SAND BAGS - EMPTY GREEN WOVEN POLYPROPYLENE SANDBAGS WITH BUILT-IN TIES, UV PROTECTION, SIZE: 14" X 26" | UV PROTECTION SIZE: 14" X 26" | OMSP | 100007952.jpg
100007953 | PVC BUTTERFLY VALVE 4’’ 4 CM THICKNESS (8 HOLE AS PER SAMPLE PICTURE) |  | PLUMB | 100007953.jpg
100007954 | WINDOW GLASS CLEAR 85.5CM X 33.5CM X 4MM | 85.5CM X 33.5CM X 4MM | CARP | 100007954.jpg
100007955 | WINDOW GLASS CLEAR 111CM X 43CM X 5MM | 111CM X 43CM X 5MM | CARP | 100007955.jpg
100007956 | WINDOW GLASS CLEAR 121CM X 53CM X 5MM | 121CM X 53CM X 5MM | CARP | 100007956.jpg
100007957 | 3-POLE AC CONTACTOR, AC-3 RATED 32A, AUXILIARY CONTACT 1NO, COIL VOLTAGE 24V DC, 50/60 Hz | DILM32-10 | ELEC | 100007957.jpg
100007958 | 60CM X 30CM CERAMIC FLOOR TILES, 7.5MM THICKNESS (PATTERN AND COLOR AS PER PICTURE) | 30X30 CERAMIC | CARP | 100007958.jpg
100007959 | UNION GI 4" | PL3214 | PLUMB | 100007959.jpg
100007960 | CIRCUIT BREAKER 10 A 400V 3P (ANY BRAND) |  | ELEC | 100007960.jpg
100007961 | FIRE HYDRANT HOSE NOZZLE 2" | PL4011 | PLUMB | 100007961.jpg
100007962 | CERAMIC FLOOR TILES 20CM X 20CM X 7.5MM THICKNESS WHITE WITH PATTERN |  | CARP | 100007962.jpg
100007963 | FLEXIBLE HOSE 1 1/2" END TO END MALE THREADED FOR PRESSURE TANK. AS PER SAMPLE PICTURE |  | HVAC | 100007963.jpg
100007964 | ELBOW GI 1 1/2" 45º |  | PLUMB | 100007964.jpg
100007965 | PVC ELBOW 3" SCH 80 90º |  | PLUMB | 100007965.jpg
100007966 | LIQUID CONTROL M5-C FLOW METER 2’’ | MODEL # M5-C | POWERG | 100007966.jpg
100007967 | 2" ALUMINUM CAMLOCK FITTING - MALE COUPLER X MPT THREAD | PRU 90.395.200 | POWERG | 100007967.jpg
100007968 | 2" ALUMINUM FEMALE CAMLOCK X HOSE BARB | DIXON | POWERG | 100007968.jpg
100007969 | 3" ALUMINUM CAMLOCK FITTING - MALE BARB X MALE COUPLER THREAD | RPU 90.394.300 | POWERG | 100007969.jpg
100007970 | AL ALUMINUM CAM AND GROOVE HOSE FITTING, REDUCING SPOOL COUPLER, 2" SOCKET X 3" SOCKET | 2030-DD-AL | POWERG | 100007970.jpg
100007971 | 2'' FLEXIBLE FUEL LINE HOSE | OSDH51 | POWERG | 100007971.jpg
100007972 | 3'' FLEXIBLE FUEL LINE HOSE | OSDH76 | POWERG | 100007972.jpg
100007973 | 4-WHEELED TROLLEY | S2109 | POWERG | 100007973.jpg
100007974 | 3 INCH SCH 80 PVC THREADED SOLVENT WELD TANK CONNECTOR W/ (2) RUBBER WASHER SEALS |  | OMSP | 100007974.jpg
100007975 | CONDENSING FAN MOTOR WITH FRAME 120 W 380 0.48A, 50HZ, 1400 RPM 3P (FAN BLADE 7. 5 CM 45.5CM)FRAME SIZE |  | HVAC | 100007975.jpg
100007976 | SIEMENS GV2-P16 / 9-14A MOTOR CONTROL SWITCH(AS PER SAMPLE PICTURE) | SIEMENS GV2-P16 / 9-14A | ELEC | 100007976.jpg
100007977 | RIM GATE LOCK (AS PER SAMPLE PICTURE) |  | CARP | 100007977.jpg
100007978 | EATON CONTACTOR DILM12-10- XTCE012810 (3PH 600V AC MAX 20A OPEN) | DIL M12-10 XTCE012810 | ELEC | 100007978.jpg
100007979 | PVC TRUE UNION CHECK VALVE 1" SCH 80 |  | PLUMB | 100007979.jpg
100007980 | ROLLER SHUTTER DOOR LOCK (LOCK BASE 155MM X 55 MM) "LOCK ARM EXTEND 75MM" (AS PER SAMPLE PICTURE) |  | CARP | 100007980.jpg
100007981 | STEEL GUIDE RAIL TRACK 30MM X 30 MM X 3METER (AS PER PICTURE) |  |  | 100007981.jpg
100007982 | STEEL GUIDE RAIL RUNNERS X 4 WHEELS (AS PER PICTURE) |  |  | 100007982.jpg
100007983 | COUPLING PPR ONE SIDE OUTSIDE THREAD 1” x 1” | OLD 100002956 | PLUMB | 100007983.jpg
100007984 | COOPER BUSSMANN FUSE 600V FRS-R-50 AMPS: 14CM x 2.5CM AS PER SAMPLE PICTURE |  | ELEC | 100007984.jpg
100007985 | BALLAST HIGH PRESSURE SODIUM 150W 1.80A .41/TW130 220VAC 50HZ | Q400 | ELEC | 100007985.jpg
100007986 | METAL WIRE MESH DISTANCE LENGTH OF MESH: 1CM X 1CM X 2MM, SIZE: 100CM X 120CM AS PER SAMPLE PICTURE | BL-2306 | CARP | 100007986.jpg
100007987 | PHILIPS TL5 ELECTRONIC BALLAST - VOLTAGE: 220 -240 , WATTAGE: 80 watts, TYPE OF BULB: FLUORESCENT. HZ: 50/60 |  | ELEC | 100007987.jpg
100007988 | A/C INDOOR BLOWER MOTOR YYS30- 4; FOR 24000 BTU UNIT (30W, .25 A- 220-240V; 50HZ CLASS B) |  | HVAC | 100007988.jpg
100007989 | PVC MALE ADAPTOR 2 1/2" SCH 80 |  | PLUMB | 100007989.jpg
100007991 | OUTDOOR LIGHT FIXTURE (ROUND) 220 V 50HZ ; SCREW TYPE 18 W CFL LIGHTS AS PER SAMPLE PICTURE |  | ELEC | 100007991.jpg
100007992 | STARTING CAPACITOR 80 MF 400-450 V 50-60HZ(ANY BRAND) |  | HVAC | 100007992.jpg
100007993 | PVC ELBOW 6" SCHEDULE 80 45º |  | PLUMB | 100007993.jpg
100007994 | TUBING STEEL(PROFILE)40MMX20MM X6MTR LONG |  |  | 100007994.jpg
100007995 | SAMSUNG DISPLAY CONTROL BOARD 12000 BTU PART NO: D893-11009A (AS PER SAMPLE PICTURE) |  | HVAC | 100007995.jpg
100007996 | SAMSUNG PCB KIT 12000 BTU AS PER SAMPLE PICTURE) |  | HVAC | 100007996.jpg
100007997 | BUSHING REDUCER GI 2 1/2" X 2" |  | PLUMB | 100007997.jpg
100007998 | 4 " PVC CLEAN OUT ADAPTOR AND LID - SCHEDULE 40 |  | PLUMB | 100007998.jpg
100007999 | 6 " PVC CLEAN OUT ADAPTOR AND LID - SCHEDULE 40 |  |  | 100007999.jpg
100008000 | REMOVABLE INSULATION COVER FOR GENERATOR EXHAUST, THICKNESS: 4MM, WIDTH: 7CM | THICKNESS: 4MM, WIDTH: 7 CM | POWERG | 100008000.jpg
100008001 | HERMETIC COMPRESSOR TFH2551 - LBP- R404A -ROTALOCK - 2.5HP- 415V-50HZ -LRA 28/32- 5000BTU |  | POWERG | 100008001.jpg
100008002 | KP17W HIGH/LOW PRESSURE SWITCH WITH AUTOMATIC RESET ( AS PER PICTURE) |  |  | 100008002.jpg
100008003 | PVC END CAP 4’’ SCH 40 |  |  | 100008003.jpg
100008004 | TILE CERAMICS 30CMX20CM (AS PER SAMPLE) | SSA35 |  | 100008004.jpg
100008005 | PRESSURE RELIEF VALVE 1’’ AS PER SAMPLE PICTURE |  | PLUMB | 100008005.jpg
100008006 | SINK WALL TYPE WITH CERAMIC COVER UNDERNEATH LENGTH 38CM X WIDTH 50 AS PER SAMPLE PICTURE | PL3211 | PLUMB | 100008006.jpg
100008007 | GI SWAGE NIPPLE 2 INCH |  | PLUMB | 100008007.jpg
100008008 | DOUBLE P TRAP WITH EXHAUST HOSE FLEXIE LENGTH 75 CM, DIAMETER 1’’ WITH 12 CM ROUND FITTINGS. |  | PLUMB | 100008008.jpg
100008009 | HEAVY DUTY HOSE CLAMP, DIAMETER 60-63MM, BAND WIDTH 20MM |  | PLUMB | 100008009.jpg
100008010 | BULLET PROOF WINDOW GLASS 70CM X 44CM X 4CM THICKNESS |  | CARP | 100008010.jpg
100008011 | LEGRAND CIRCUIT BREAKER C16 230/400V 2P |  | ELEC | 100008011.jpg
100008012 | LEGRAND CIRUIT BREAKER C100 230/400V 3P |  | ELEC | 100008012.jpg
100008013 | 4 INCH PVC CLAMP WITH ANCHOR NAIL |  | PLUMB | 100008013.jpg
100008014 | WOOD WALL PANELING 280CM X 20CM X 6MM (COLOR AS PER SAMPLE PICTURE) |  | CARP | 100008014.jpg
100008015 | 2 INCH AFA DUAL FLAP WAFER CHECK VALVE ( AS PER SAMPLE PICTURE) |  | PLUMB | 100008015.jpg
100008016 | RUBBER MAT ROLL - 5 MM THICK X 50 WIDE - BLACK/GREY |  |  | 100008016.jpg
100008017 | WATERPROOF RUBBER STRIP DOOR SEAL 1.5CM |  | CARP | 100008017.jpg
100008018 | LED SPOTLIGHT 100W 220VAC 50HZ AS PER SAMPLE PICTURE |  | ELEC | 100008018.jpg
100008019 | LENNOX COMPRESSOR MODEL: ABA054WAA VOLT: 380 - 420v 50HZ LRA 48 3PH MCC 12.7 , S/N: 231S0001XC11-D00375 COOLING: 30KW HEATING 26.3KW |  | HVAC | 100008019.jpg
100008020 | END CUP 220 MM 8 HOLE 10MM STAINLESS STEEL AS PER SAMPLE PICTURE |  | PLUMB | 100008020.jpg
100008021 | WATER HEATER, PART#: 917-165 FG WILSON, 3 KW, 240 VAC, 1 PH, KHCL130208-101, H: 62CM, W: 15CM & L: 17.5CM | 917-165 |  | 100008021.jpg
100008026 | PPR ¾” X ½” FEMALE THREADED ADAPTER |  | PLUMB | 100008026.jpg
100008027 | PANIC DOOR LOCK CYLINDER |  | CARP | 100008027.jpg
100008028 | PPR ½” X ¾” MALE THREADED ADAPTER |  | PLUMB | 100008028.jpg
100008029 | PVC BALL VALVE 1/2" SCH 40 |  | PLUMB | 100008029.jpg
100008031 | ELBOW GI 1/2" OUTSIDE/INSIDE THREAD 90º |  | PLUMB | 100008031.jpg
100008032 | F8-119 POLYURETHANE FILTER ELEMENT-OD6.75",ID4.75",HEIGHT 4.5" |  | POWERG | 100008032.jpg
100008033 | GI SHEET GAUGE 20 120 CM X 240 CM |  | OMSP | 100008033.jpg
100008034 | MUZAIEK TILE 30CMx30CMx2CM AS PER SAMPLE PICTURE |  |  | 100008034.jpg
100008035 | MANUAL TRANSFER SWITCH 100 A 4 POLE 500V |  |  | 100008035.jpg
100008036 | TEE PVC 3/4" SCHEDULE 80 |  |  | 100008036.jpg
100008037 | ABB INSTALLATION CONTACTOR 20 AMP, 2POLE 24 VAC Coil 50Hz & 2 x N/O AUXILARY CONTACTS (AS PER SAMPLE |  | ELEC | 100008037.jpg
100008038 | DANFOS FILTER DRIER BIFLOW DMB 165S 023Z1674 1/2" X 1/2" NET. VOL. 0.234 L(7.98oz) (AS PER SAMPLE PICTURE) |  |  | 100008038.jpg
100008039 | CAREL TXV EXPANSION VALVE CODE: E2V30SSM70, S/N: A0009162REV.1.0, 1/2" X 1/2" |  | HVAC | 100008039.jpg
100008040 | TOILET FLUSH VALVE OUTLET SEAL, RUBBER, OD 70MM X ID 34MM X THICKNESS 2.6MM |  |  | 100008040.jpg
100008041 | A/C COMPRESSOR 12000 BTU CARRIER 220-240 VOLT (PA130G1C-4FTL) R410 |  | HVAC | 100008041.jpg
100008042 | SINK TABLE TYPE 51CMx44CM AS PER SAMPLE PICTURE |  |  | 100008042.jpg
100008043 | TERMINAL BLOCK 95MM FOR GROUND (YELLOW-GREEN) |  |  | 100008043.jpg
100008044 | CAST IRON WELDING ELECTRODES, DIAMETER 3.15MM, LENGTH 300MM, 2KG/BOX |  |  | 100008044.jpg
100008045 | PRE-HUNG PVC EXTERIOR DOUBLE DOOR, OUTWARD SWING, COMPLETE W/ FRAME, HINGES, PVC LOCK SET & LONG LOCK ROD; DOOR FRAME OUTER DIMENSIONS: H 202CM X W 188CM |  | CARP | 100008045.jpg
100008046 | DOUBLE GLAZED WINDOW GLASS, USE WITH UPVC WINDOW, 108CM X 53CM X 2CM |  |  | 100008046.jpg
100008047 | SIEMENS 24000 BTU INDOOR BLOWER FAN 76.2 CM LENGTH 10 CM DIAMETER( AS PER SAMPLE PICTURE). |  |  | 100008047.jpg
100008048 | PELSAN CONSTANT CURRENT LED DRIVER MOD:5918 1610 100-277VAC 50HZ OUTPUT: DC33-48 20W - 41W |  |  | 100008048.jpg
100008049 | PUSH BAR PANIC EXIT DEVICE, FITS 36” DOOR, SATIN STAINLESS-STEEL FINISH (AS PER IMAGE ILLUSTRATED) |  |  | 100008049.jpg
100008050 | DEEP CYCLE 12V 100AH MAINTENANCE FREE BATTERY, LENGTH: 32CM, WIDTH: 17CM, HEIGHT: 22CM |  | POWERG | 100008050.jpg
100008051 | NIPPLE ADAPTOR 1/2" X 3/8" CHROME |  | PLUMB | 100008051.jpg
100008052 | HIGH TEMPERATURE, HEAT & FLAME RESISTANT BRAIDED FIBERGLASS SLEEVE, DIAMETER: 6-10MM, THICKNESS: 1-3MM, TEMPERATURE RESISTANT: 500-1000C | XSL6-200 |  | 100008052.jpg
100008053 | PVC UNION CHECK VALVE 3" SCH 80 |  |  | 100008053.jpg
100008054 | GENTEX SMOKE DETECTOR MODEL-9220H 220VAC WITH 9V BATTERY BACK UP CURRENT(mA) 75 mA |  |  | 100008054.jpg
100008055 | STARTER MOTOR, FG WILEON PART #974-419 (PERKINS PART #701/135) | 974-419 FG WILSON CROS REF 701/135 PERKINS |  | 100008055.jpg
100008056 | FLEXIBLE PVC HOSE PIPE 4" |  |  | 100008056.jpg
100008057 | DOUBLE GLAZED WINDOW GLASS, USE WITH UPVC WINDOW, 70CM X 44CM X 3CM |  |  | 100008057.jpg
100008058 | HEAVY DUTY 3-BUTTON DOOR OPENER CONTROL STATION, 22MM ENCLOSED PUSH BUTTON, GREEN/RED/GREEN |  |  | 100008058.jpg
100008059 | CERAMIC TILES 20CM X 20CM SILVER (AS PER SAMPLE PICTURE) |  |  | 100008059.jpg
100008060 | EXHAUST FAN 10”, PLASTIC, ROUND, 220VAC, 50Hz |  |  | 100008060.jpg
100008061 | ALUMINUM DOOR LOCK 7" COMPLETE (AS PER SAMPLE PICTURE) |  |  | 100008061.jpg
100008062 | EXHAUST FAN, VIF-20V28 RPM 2600 220VAC HZ=50, SIZE 30 X30 CM 2.4KG. |  |  | 100008062.jpg
100008063 | WINDOW GLASS CLEAR 4MM MADE IN CHINA 46CM X 91CM |  |  | 100008063.jpg
100008064 | ACORN 4025-010-001 CODE BUBBLER WITH MOUTH GUARD & HARDWARE |  |  | 100008064.jpg
100008065 | HOT AND COLD MIXER VALVE ¾’’ AS PER SAMPLE PICTURE |  | PLUMB | 100008065.jpg
100008066 | WALL MOUNT STAINLESS STEEL DOOR STOPPER (AS PER SAMPLE PICTURE) |  |  | 100008066.jpg
100008067 | DOUBLE GLAZED WINDOW GLASS, USE WITH UPVC WINDOW, 82CM X 42CM X 2CM |  |  | 100008067.jpg
100008068 | SOLENOID (WOODWARD MODEL#: 2370, PART#: 4372617, 24V DC, S/N#: 4004898-061) |  |  | 100008068.jpg
100008069 | 2” NPT BRASS IN-LINE SPRING ASSIST VERTICAL CHECK VALVE |  |  | 100008069.jpg
100008070 | DELCO REMY STARTER MOTOR 8200009-39MT 24V CW (CROSS REF: CH12807 PERKINS) | 8200009-39MT | POWERG | 100008070.jpg
100008071 | EMERGENCY EYE WASH STATION WALL MOUNTED AS PER SAMPLE PICTURE |  | OMSP | 100008071.jpg
100008072 | WINDOW GLASS- 4MM X 90CM X 41CM |  |  | 100008072.jpg
100008074 | UNIVERSAL AIR RELEASE VALVE, 2 INCH, MAX TEMP: 65°C, INLET PRESSURE MAX: 250PSI PART#6541 |  |  | 100008074.jpg
100008075 | PPR BUSHING ADAPTOR 3" X 2" |  | PLUMB | 100008075.jpg
100008076 | PPR TEE 3’’ 90 DEG. |  | PLUMB | 100008076.jpg
100008077 | METAL HINGES 2" X 1 1/4" AS PER SAMPLE PICTURE |  | OMSP | 100008077.jpg
100008078 | METAL HINGES 2" X 3/4" AS PER SAMPLE PICTURE |  | OMSP | 100008078.jpg
100008079 | WATER BASE FLOOR EPOXY PAINT AND ACTIVATOR - GREY |  |  | 100008079.jpg
100008080 | WINDOW GLASS CLEAR, 61CM X 51CM X 4MM THICKNESS |  | CARP | 100008080.jpg
100008081 | WINDOW GLASS CLEAR, 97CM X 61CM X 4MM THICKNESS |  | CARP | 100008081.jpg
100008082 | 1/2 INCH WOOD SCREWS |  | CARP | 100008082.jpg
100008083 | DARK BROWN EDGING FOR LAMINATED LASSANY BOARD 16MM WIDE |  | CARP | 100008083.jpg
100008084 | CABINET DOOR HINGES FOR PANEL THICKNESS 16MM, HALF EMBEDDED( AS PER SAMPLE PICTURE) |  |  | 100008084.jpg
100008095 | BUSHING REDUCER 1’’ INDSIDE THREAD X ¾’’ PPR. |  | PLUMB | 100008095.jpg
100008097 | ELBOW PPR ¾ X ½’’ INSIDE THREAD |  | PLUMB | 100008097.jpg
100008098 | FLAT SHEET METAL STRIP, 70MM WIDE X 3MM THICK X 1MTR LENGTH |  |  | 100008098.jpg
100008099 | MILD STEEL ROUND BAR, 13MM DIA X 6MTR LENGTH |  |  | 100008099.jpg
100008100 | DSE5510 SYNCHRONIZING & LOAD SHARING CONTROL MODULE WITH INSTALLATION, PROGRAMMING, CONFIGURATION AND COMMISSIONING WITH POWER PLANT MASTER CONTROL PANEL | DSE5510 |  | 100008100.jpg
100008101 | GI SHEET GAUGE 24 120 CM X 240 CM |  |  | 100008101.jpg
100008102 | 100 x 30 MM STAINLESS STEEL BUTT HINGE ( AS PER PICTURE) |  | CARP | 100008102.jpg
100008114 | SEWAGE PUMP SUBMERSIBLE, 400V- 3 Phase, 50HZ, Model#: 400 50 313/STD, KW:1.8, Size: 2inch, Threaded outlet type |  | PLUMB | 100008114.jpg
100008104 | REDUCED PRESSURE BACKFLOW PREVENTER RELIEF VALVE REPAIR KIT |  |  | 100008104.jpg
100008105 | WINDOW GLASS CLEAR MADE IN CHINA 42x56 X 4MM |  |  | 100008105.jpg
100008106 | WINDOW GLASS CLEAR MADE IN CHINA 29x90 X 4MM |  |  | 100008106.jpg
100008107 | MARBLE TILES 60CM X 20CM X 1CM THICKNESS, BLACK (AS PER SAMPLE PICTURE) |  |  | 100008107.jpg
100008108 | ALUMINUM DOOR SWEEP 1MTR X 2’’ |  |  | 100008108.jpg
100008115 | LED FLOOD LIGHT 220-240 VAC 50/60HZ 200W COLOR: WHITE IP65 |  | ELEC | 100008115.jpg
100008117 | CHECK VALVE 2" WITH FLANGE (LENGTH: 8") AS PER SAMPLE PICTURE | PL3312 | PLUMB | 100008117.jpg
100008118 | BUSHING 110X125X4" PVC SH-80 AS PER SAMPLE | PL3019 | PLUMB | 100008118.jpg
100008119 | CONTACTOR, 1-STACK 3-POLE, 1NO BUILD-IN AUXILIARY, FRONT-MOUNTED ADD-ON AUXILIARY CONTACT BLOCKS, AC-3 (400V) 7.5kW, COIL 230V 50/60 Hz |  |  | 100008119.jpg
100008120 | MANUAL MOTOR STARTER, 16A, (400 V) THREE PHASE 7.5kW, OVERLOAD SETTING RANGE 10 – 16A, WIDTH 45MM, HEIGHT 97.8MM, DEPTH 86.55MM |  |  | 100008120.jpg
100008123 | TUBING STEEL (PROFILE) 40X40X2MM X 6 MTR (AS PER SAMPLE PICTURE) |  |  | 100008123.jpg
100008124 | THERMAL OVERLOAD RELAY, SETTING RANGE 2.5 – 4 AMP, TRIP CLASS 10A |  |  | 100008124.jpg
100008125 | AKFIX 450 PUR WATERPROOF MEMBRANE 1KG. |  | CARP | 100008125.jpg
100008126 | AKFIX P635 CONSTRUCTION PU SEALANT 310ML. TUBE |  | CARP | 100008126.jpg
100008127 | FIBER GLASS PAPER MARK WITH CATALYST (A&B) |  | CARP | 100008127.jpg
100008129 | MAINTENANCE-FREE RECHARGEABLE FIRE ALARM CONTROL PANEL BATTERY, 12V, 18AH, WIDTH 3” X HEIGHT 6” X LENGTH 7” |  |  | 100008129.jpg
100008130 | CHIGO FAN GRILL FOR 24000 BTU ( 48 CM X 48 CM). | CHIGO | HVAC | 100008130.jpg
100008132 | GATE VALVE 3" PVC SC 80 |  | PLUMB | 100008132.jpg
100008133 | UNION 3" PVC SCH 80 |  | PLUMB | 100008133.jpg
100008134 | FLOW METER 2’’ 4 HOLE 27.5 CM LENGTH. |  | PLUMB | 100008134.jpg
100008135 | TUBING STEEL20MM X 20MM X 6MTR LONG |  | OMSP | 100008135.jpg
100008136 | SANDWICH PANEL ALUMINUM 120 CM X 240 CM X 5 CM. | N/A | CARP | 100008136.jpg
100008137 | FUSETRON CLASS RK5 FUSE-FRN-R-4AMP 250VAC ACIR 200kA 124Vdc DC IR20kA AS PER SIMLPE PICTURE |  | ELEC | 100008137.jpg
100008138 | V BELT AP59 | A43 | POWERG | 100008138.jpg
100008139 | ANGLE IRON 2.5" X6MX3MM | WLD071 | OMSP | 100008139.jpg
100008140 | BULLET PROOF WINDOW GLASS 98CM X 33CM X 4CM THICKNESS |  |  | 100008140.jpg
100008141 | BULLET PROOF WINDOW GLASS 100.5CM X 70.5CM X 4CM THICKNESS |  |  | 100008141.jpg
100008142 | BULLET PROOF WINDOW GLASS 105.5CM X 82.5CM X 4CM THICKNESS |  |  | 100008142.jpg
100008143 | BULLET PROOF WINDOW GLASS 103CM X 38.5CM X 4CM THICKNESS |  |  | 100008143.jpg
100008144 | SINGLE MAGNETIC CATCH FOR CABINET DOOR (AS PER SAMPLE PICTURE) |  | CARP | 100008144.jpg
100008145 | WATER FILTER CARTRIDGE LENGTH 25 CM DIA 11CM INNER DIA 3CM |  | PLUMB | 100008145.jpg
100008147 | LASSANY BOARD 120CM X 240CM X 16MM (COLOR WHITE) | CAR194 | CARP | 100008147.jpg
100008160 | COPPER REFRIGERATION FILER (STRAINER), OD 29MM, LENGTH 127MM, CONNECTION ½” |  |  | 100008160.jpg
100008167 | ELECTRICAL PANEL BOX LOCK, PUSH BUTTON TYPE: 83MMX28MM WITH KEY (AS PER SAMPLE PICTURE) |  |  | 100008167.jpg
100008169 | DOUBLE GLAZED WINDOW GLASS, USE WITH UPVC WINDOW, 89CM X 69CM X 2CM |  |  | 100008169.jpg
100008171 | INDOOR FAN BLOWER LENGTH 91 CM X DIA 10 CM FOR 24000 BTU |  | HVAC | 100008171.jpg
100008174 | ROTARY ISOLATOR SWITCH, 3-POLE, 80 AMP, IP66 |  |  | 100008174.jpg
100008175 | SEALED BALL BEARING, ID 20 x OD 42 x WIDTH 12 MM |  | HVAC | 100008175.jpg
100008176 | SEALED BALL BEARING, ID 17 x OD 40 x WIDTH 12 MM |  | HVAC | 100008176.jpg
100008179 | 2-POLE RESIDUAL CURRENT CIRCUIT BREAKER 63A, 30mA |  |  | 100008179.jpg
100008180 | WINDOW GLASS CLEAR, 110CM X 30CM X 5MM THICKNESS |  |  | 100008180.jpg
100008182 | RAZOR BARBED WIRE OUTSIDE DIAMETER 500MM (WIRE DIA 2.5MM, BARB LENGTH 12MM, BARB WIDTH 15, BARB SPACING 25MM) |  |  | 100008182.jpg
100008184 | STEEL FLAT BAR THICKNES: 2MM, WIDTH: 30MM, LENGTH: 3M |  |  | 100008184.jpg
100008186 | CIRCUIT BREAKER LEGRAND 63 AMP 25 KA TRIPLE POLE MCCB 400V DPX 125 250 38 BS EN 60947 (AS PER SAMPLE PICTURE) |  | ELEC | 100008186.jpg
100008187 | 4 GROOVE MOTOR PULLEY - 40 X 4 ( AS PER SAMPLE PICTURE) |  |  | 100008187.jpg
100008188 | ELBOW GI 1" INSIDE OUTSIDE THREADS |  | PLUMB | 100008188.jpg
100008191 | SOLAR LIGHT FIXTURE |  |  | 100008191.jpg
100008193 | ELECTRIC WATER HEATER - 5KW - 220V-50HZ (AS PER PICTURE ) |  | ELEC | 100008193.jpg
100008194 | WATER PRESURE REDUCING VALVE WITH GAUGE - 1" |  | PLUMB | 100008194.jpg
100008195 | PVC COUPLING REDUCER 1 1/4" X 1/2" SCH 80 |  | PLUMB | 100008195.jpg
100008196 | RUBBER EDGE TRIP 10X5MM ( AS PER SAMPLE PICTURE) |  |  | 100008196.jpg
100008198 | PROLINE T8 ELECTRONIC BALLAST, 4X36WATT , 120-277VAC , 50HZ |  |  | 100008198.jpg
100008200 | CERAMIC TILES 30CM X 20CM WHITE |  |  | 100008200.jpg
100008201 | 400W METAL HALIDE HIGH BAY LIGHTS COMPLETE SET 50HZ 240V |  |  | 100008201.jpg
100008202 | ACRYLIC CERAMIC TILE ADHESIVE FOR DRYWALL - 5 LITER (AS PER PICTURE) |  |  | 100008202.jpg
100008206 | HEAVY DUTY SAFETY SWITCH, NON-FUSIBLE, 3-PHASE, 60A, 600 VAC |  |  | 100008206.jpg
100008207 | FLOW WATER METER 1" (ANY BRAND) |  |  | 100008207.jpg
100008208 | 1" BACKFLOW PREVENTER |  |  | 100008208.jpg
100008210 | COMPRESSION COUPLING 4'' INTEL 2'' OUTLET POLYETHYLENE PIPE | POLYETHYLENE | PLUMB | 100008210.jpg
100008211 | DOUBLE ABOVE WALL SWITCH WATER PROOF SIZE 9CM X 9CM, 220 V 20 AMP MADE IN TURKEY | MADE IN TURKEY | ELEC | 100008211.jpg
100008213 | 4-WAY WALL TOGGLE SWITCH, 20 AMP, 120-277V, PS | TOGGLE | ELEC | 100008213.jpg
100008215 | "4x4" DOUBLE ABOVE WALL TOGGLE SWITCH WITH COVER (AS PER PICTURE) | TOGGLE | ELEC | 100008215.jpg
100008216 | WATERPROOF SURFACE MOUNT GFCI SINGLE RECEPTACLE 70225-10HGD, 230V, 16Amp, 50/60Hz, (10Ma. TRIP) “OR APPROVED EQUAL” | GFCI DUPLEX | ELEC | 100008216.jpg
100008217 | LPG LNG HOSE PIPE 1/4" | 1/4" | POWERG | 100008217.jpg
100008218 | T-BAR GAS LINE CLAMPS STAINLESS STEEL 1/4" | 1/4" | PLUMB | 100008218.jpg
100008221 | PPR BUSHING REDUCER 2" X 3/4" | 2" X 3/4" | PLUMB | 100008221.jpg
100008222 | EMULSION PAINT WHITE COLOR GLOSS 4-KG. (ANY BRAND) |  | OMSP | 100008222.jpg
100008223 | SCHNEIDER 3PH OVERLOAD LRD4365 80-104AMP | LRD4365 80-104AMP | ELEC | 100008223.jpg
100008224 | CONDOR PRESSURE SWITCH MDR 5/16 13-16BAR | MDR 5/16 13-16BAR | ELEC | 100008224.jpg
100008225 | RELAY EL 1U COIL 200-240 VAC 30A 277VAC (AS PER SAMPLE PICTURE) | WTP127 | ELEC | 100008225.jpg
100008226 | CERAMIC TILE 25 CM X 40 CM (COLOR AS PER SAMPLE PICTURE) |  |  | 100008226.jpg
100008229 | CAREL CHILLER CONTROL PANEL - MCH2000001 - SN:0048695 - MADE IN ITALY (AS PER SAMPLE PICTURE) | MCH2000001 | ELEC | 100008229.jpg
100008235 | STEEL EXHAUST FAN 16’’ DIA BLADE WITH FRAME SIZE 21’’ X 21’’ 220V-50 HZ; 1.1AMP -RPM 1335. |  | OMSP | 100008235.jpg
100008236 | DOUBLE GLAZED WINDOW GLASS, USE WITH UPVC WINDOW, 70CM X 105CM X 2CM | DOUBLE GLAZED | CARP | 100008236.jpg
100008237 | WATERPROOF RUBBER STRIP DOOR SEAL 1.5CM WITH BUILT IN GLUE |  | CARP | 100008237.jpg
100008238 | RESISTOR 4.7 OHMS 30 WATTS | 4.7 OHMS 30 WATTS | OMSP | 100008238.jpg
100008239 | DOOR LATCH 15 CM LENGTH X 2.5 CM WIDTH AS PER SAMPLE PHOTOS. |  | CARP | 100008339.jpg
100008240 | STAINLESS STEEL COUPLING MALE/ FEMALE 1/2" (AS PER PICTURE) | STAINLESS STEEL | PLUMB | 100008240.jpg
100008241 | APCOM WATER HEATER THERMOSTAT MODEL:WH9 30A 120-250V AC, 22A 277V AC, 12.5A 480-600V AC, USA | USA | PLUMB | 100008241.jpg
100008264 | RELAY PARA A/C 24V DPDT - CONTACTING RATING 12FLA 60LRA 125V 6FLA 35LRA 250V | PR-340 | ELEC | 100008264.jpg
100008265 | DELAY - ON - BREAK TIMER WITH 5-MINUTE FIXED DELAY , 18-30VAC | ICM201 | ELEC | 100008265.jpg
100008266 | BELL PUSH BUTTON SWITCH (AS PER SAMPLE PICTURE) | LEGRAND | ELEC | 100008266.jpg
100008267 | FIRE EXTINGUISHER HOSE DIA 15MM , 52 CM LONG FOR 9KG. |  | OMSP | 100008267.jpg
100008268 | FIRE EXTINGUISHER HOSE DIA 13MM , 50 CM LONG FOR 8KG. | PL4011 | OMSP | 100008268.jpg
100008269 | MAGNETIC CONTACTOR LC1 D40 11 40AMP 120VAC 50-60HZ 3P TELEMECANIQUE | TELEMECANIQUE | ELEC | 100008269.jpg
100008271 | SAMSUNG PCB KIT 48000 BTU (AS PER SAMPLE PICTURE) |  | HVAC | 100008271.jpg
100008272 | COUPLING 1’’ FEMALE POLYETHYLENE |  | PLUMB | 100008272.jpg
100008273 | 1’’ ELBOW 90D ELBOW COPRESSION TYPE FOR POLYETHYLENE PIPES |  | PLUMB | 100008273.jpg
100008274 | COMPRESSION COUPLING 1’’ FOR POLYTHYLENE PIPE THREADED |  | PLUMB | 100008274.jpg
100008275 | 1’’ POLYETHYLENE PIPE |  |  | 100008275.jpg
100008276 | V BELT A76 13X1930Li A1960 Ld |  |  | 100008276.jpg
100008277 | VALVE FILL ANTI SIPHON 1/2" WATER LEVEL (AS PER SAMPLE PICTURE) | 400A | PLUMB | 100008377.jpg
100008278 | PAPER TOWEL HOLDER PLASTIC |  |  | 100008378.jpg
100008279 | TISSUE PAPER HOLDER PLASTIC |  |  | 100008379.jpg
100008289 | EXHAUST FAN 10" PLASTIC ROUND 220V (AS PER SAMPLE PICTURE) |  |  | 100008289.jpg
100008292 | DOOR STOPPER WITH RUBBER CAP- 10 CM HIGH( AS PER PICTURE ) |  | CARP | 100008292.jpg
100008293 | 203 MM , PVC , SCH 80 LOOSE RING FLANGE |  |  | 100008293.jpg
100008294 | LOCTITE 263 RED THREADLOCKER, HIGH STRENGTH 250ML |  |  | 100008294.jpg
100008297 | OSRAM 150W HALOGEN LAMP 240V - 13CM LONG |  |  | 100008297.jpg
100008302 | PVC END CAP 6" SCH 80 |  | PLUMB | 100008302.jpg
100008303 | HEAVY DUTY HOSE CLAMP - 1/2 INCH |  |  | 100008303.jpg
100008304 | 10” FLANGED RUBBER EXPANSION JOINT, LENGTH 130MM |  |  | 100008304.jpg
100008305 | PVC ELBOW 10" SCH 80 45º |  | PLUMB | 100008305.jpg
100008306 | GYPSUM BOARD 120CM X 240CM X 15MM |  | CARP | 100008306.jpg
100008309 | WINDOW GLASS 4MM 38.5CM X 98.5 CM |  |  | 100008309.jpg
100008310 | PVC CORNER CHOCK FOR WINDOW SCREEN FRAME, 90°, WHITE, (SUITABLE FOR EXTRUSION PROFILE: 5cm X 5cm) |  |  | 100008310.jpg
100008311 | TIMBER GRAVEL BOARD 19MM X 150MM X 6MTR |  |  | 100008311.jpg
100008312 | EXTERIOR WOOD PRIMER & UNDERCOAT, WHITE, 5 LITER |  |  | 100008312.jpg
100008313 | 1 METER LPG HOSE PRE CRIMPED WITH 1/2" MALE NPT FITTING -AS PER SAMPLE PICTURE |  |  | 100008313.jpg
100008314 | 1/2" MALE/FEMALE LPG PIGTAIL WITH REGULATOR - 1 METER PRE - CRIMPED(AS PER PICTURE) |  |  | 100008314.jpg
100008316 | MAXA 12000 BTU AIR-CONDITIONING MAIN CONTROL BOARD KFR-32G/DY-GI |  |  | 100008316.jpg
100008318 | "HEAT SHRINK 4MM FOR GROUNDING CABLE " |  |  | 100008318.jpg
100008319 | POLYESTER PUTTY FOR STEEL - 1KG |  |  | 100008319.jpg
100008321 | MANUAL CALL POINT 24 DC |  |  | 100008321.jpg
100008323 | WINDOW GLASS 40CM X 115CM - Double glazed |  | CARP
100008326 | LPG GAS REGULATOR 2.5 BAR AS PER SAMPLE PICTURE |  | OMSP | 100008326.jpg
100008327 | WINDOW GLASS CLEAR 4MM MADE IN CHINA 22CM X 107CM X 4MM |  |  | 100008327.jpg
100008328 | LPG GAS REGULATOR, GOOD QUALITY (AS PER SAMPLE PICTURE) | LPG GAS | HVAC | 100008328.jpg
100008329 | MOSAIC TILES 30 X 30CM; THICKNESS 2CM RED COLOR (AS PER SAMPLE PICTURE) |  |  | 100008329.jpg
100008331 | LED DRIVER POWER ADAPTOR, INPUT VOLTAGE AC: 85 – 265V, 50/60Hz, OUTPUT VOLTAGE DC: 60 - 80V, 48-60W, 600mA OUT CURRENT |  |  | 100008331.jpg
100008332 | SIEMENS CQD315 MOLDED CASE CIRCUIT BREAKER - 15 AMP- 600Y/347V - DIN RAIL MOUNT |  |  | 100008332.jpg
100008333 | FIRE EXTINGUISHER HOSE STRAP ADJUSTIBLE |  |  | 100008333.jpg
100008334 | WINDOW GLASS CLEAR 4MM MADE IN CHINA 105x 70cm |  |  | 100008334.jpg
100008335 | PREFABRICATED 3/8” HIGH-PRESSURE PROPANE GAS HOSE ASSY, 3 MTR W/ MALE SWIVEL ADAPTER ½” NPT & HAND TIGHTEN PROPANE TANK ADAPTER |  | PLUMB | 100008335.jpg
100008337 | REDUCING ELBOW GI 1” X ½” 90º |  | PLUMB | 100008337.jpg
100008338 | PREFABRICATED 3/8” HIGH-PRESSURE PROPANE GAS HOSE ASSY 1 MTR, W/ MALE SWIVEL ADAPTER ½” NPT & HAND TIGHTEN PROPANE TANK ADAPTER |  |  | 100008338.jpg
100008339 | PREFABRICATED 3/8” HIGH-PRESSURE PROPANE GAS HOSE ASSY, 1.5 MTR MALE/FEMALE SWIVEL ADAPTERS ½” NPT |  |  | 100008339.jpg
100008350 | BULLET PROOF WINDOW GLASS 100CM X 65CM X 4.5CM THICKNESS |  |  | 100008350.jpg
100008351 | GALVANIZED SHEET METAL, THICKNESS 24 GAUGE, WIDTH 115CM X LENGTH 500CM |  |  | 100008351.jpg
100008352 | CLEAR LAMINATED GLASS FOR WINDOW, 85.5CM X 33CM X 8MM THICKNESS |  |  | 100008352.jpg
100008353 | CLEAR LAMINATED GLASS FOR WINDOW, 85.5CM X 63.5CM X 8MM THICKNESS |  |  | 100008353.jpg
100008354 | MARBLE TILES (BLACK) 11 CM X 60 CM X 1 CM THICKNESS AS PER SAMPLE PICTURE |  | CARP | 100008354.jpg
100008355 | CLEAR LAMINATED GLASS FOR WINDOW, 146.5CM X 70.5CM X 5MM THICKNESS |  |  | 100008355.jpg
100008356 | CLEAR LAMINATED GLASS FOR WINDOW, 142CM X 85CM X 5MM THICKNESS |  |  | 100008356.jpg
100008359 | DRIER FILTER LIQUID LINE DML 163 SN# 023Z5043 VOL. 0.122L (NET 4.13 oz) THREADED PIPE SIZE ½’’ (AS PER SAMPLE PICUTE) DANFOS BRAND |  | HVAC | 100008359.jpg
100008361 | CRIMP LUG COPPER ROUND TYPE 120MM2X12MM |  | ELEC | 100008361.jpg
100008367 | HEAT SHRINK TUBE WIRE WRAP CABLE SLEEVE, GREEN/YELLOW COLOR, FOR 120MM2 EARTH CABLE |  | ELEC | 100008367.jpg
100008371 | REBAR 12MMX11.75MTR |  | CARP | 100008371.jpg
100008373 | REBAR 10MMX11.75MTR |  | CARP | 100008373.jpg
100008375 | NAIL FOR WOOD 5" |  | CARP | 100008375.jpg
100008376 | PLYWOOD 120X240CM WATERPROOF THICKNESS 18MM BLACK |  | CARP | 100008376.jpg
100008377 | LUMBER WOOD (5X5CM X 3MTR) |  | CARP | 100008377.jpg
100008378 | 4-WAY REVERSING VALVE, BRAZE CONNECTION: DISCHARGE SIZE 5/8”, SUCTION SIZE 7/8”, 220V SOLENOID COIL 50/60 Hz, R22/R410A/R407C/R404A/R134a |  |  | 100008378.jpg
100008379 | NUT AND BOLT M16 X 125MM, HEXAGON, STAINLESS STEEL, WITH 2 FLAT WASHERS |  | CARP | 100008379.jpg
100008380 | NUT AND BOLT M12 X 80MM, HEXAGON, STAINLESS STEEL, WITH 2 FLAT WASHERS |  | CARP | 100008380.jpg
100008381 | NYLON ROPE 18MM |  | CARP | 100008381.jpg
100008382 | THREAD TYPE BRASS FIRE HYDRANT VALVE BS 5041, SIZE: 2 ½” |  | PLUMB | 100008382.jpg
100008383 | OSRAM PLT-32 WATT TRT LAMP (4PIN) |  |  | 100008383.jpg
100008384 | 75 x 75 CM OUT DOOR STEEL EXHAUST FAN GRILL/COVER |  | ELEC | 100008384.jpg
100008386 | TYCO MODEL 98 - CONTACTOR - AP12841- 3POLE -40AMP-120VAC- 30FLA - (FOR AO SMITH WATER HEATER) |  |  | 100008386.jpg
100008387 | SAMSUNG A/C OUTDOOR FAN GRILL 18000 BTU 45 CM x 45 CM DIMENSION. |  | HVAC | 100008387.jpg
100008388 | WINDOW GLASS CLEAR 4MM MADE IN CHINA 89.5 x 36.5CM |  |  | 100008388.jpg
100008389 | L TERMINAL CONNECTOR 6MM (AS PER SAMPLE PICTURE |  | ELEC | 100008389.jpg
100008390 | FEMALE QUICK CONNECTOR 6 MM ( AS PER SAMPLE PICTURE) |  | OMSP | 100008390.jpg
100008391 | THERMAL OVERLOAD RELAY, SETTING RANGE 37 - 50 AMP |  |  | 100008391.jpg
100008392 | HEAT RESISTANCE SLEEVING INSULATION FOR CABLE WIRE 10MM. |  | ELEC | 100008392.jpg
100008393 | M14 STAINLESS STEEL NUT AND BOLT-INCLUDING 2 WASHERS 45MM LOONG |  |  | 100008393.jpg
100008394 | STEEL CABLE CLAMP 14MM |  |  | 100008394.jpg
100008395 | LED DRIVER, Model#: SERFG3050A1, 48W, INPUT: 100-240V - 50/60HZ , OUTPUT: DC72-86V (As per sample picture) |  | ELEC | 100008395.jpg
100008396 | MOLDED CASE INDUSTRIAL CIRCUIT BREAKER, 150 AMP, 3 POLE, 600 VAC, 50/60 Hz, DIMENSIONS: WIDTH 4.13” X HEIGHT 6” X DEPT 3.38” |  |  | 100008396.jpg
100008398 | FLEXI GLASS (WHITE) 120 CM X 240 CM X 5 MM (AS PER SAMPLE PHOTOS) |  | CARP | 100008398.jpg
100008399 | PANEL BOARD LED INDICATOR PANEL MOUNT (YELLOW) 120V 14MA |  |  | 100008399.jpg
100008400 | PANEL BOARD LED INDICATOR PANEL MOUNT (GREEN) 120V 14MA |  |  | 100008400.jpg
100008401 | REFLECTIVE LAMINATED GLASS FOR WINDOW 58CM X 58CM X 7MM |  |  | 100008401.jpg
100008403 | PPR ADAPTER FEMALE 3’’ X 1’’ |  | PLUMB | 100008403.jpg
100008405 | METAL ROUND HINGE 22MM IN DIA X 5’’ IN LENGTH as per sample picture |  | OMSP | 100008405.jpg
100008406 | ROUND LED 50 WATT- RECESSED LIGHT FITTING 50/60HZ - AC 85-265V-0,3A (AS PER PICTURE) |  |  | 100008406.jpg
100008409 | V-BELT CH11950 PERKINS (CROSS REF: 10000-05190 FG WILSON) MATCHING SET-SET OF 3 EACH | CH11950 |  | 100008409.jpg
100008410 | STEEL FLAT BAR THICKNES: 5MM, WIDTH: 50MM, LENGTH: 6M |  |  | 100008410.jpg
100008412 | 2 INCH FLOATING FLANGE RUBBER EXPANSION JOINT - 2 INCH FLANGE- 4 HOLE |  |  | 100008412.jpg
100008413 | BOX LATCH - STEEL -66MM LONG X 25MM WIDE APROXIMATLY |  |  | 100008413.jpg
100008414 | CONTACTOR, 3-POLE, 30kW/400V/AC3/65A, COIL VOLTAGE 230VAC @ 50/60 Hz (AS PER SAMPLE PICTURE) |  |  | 100008414.jpg
100008415 | ABB DISCONNECT HANDLE WITH FRAME FOR 630 AMP FRAME SIZE 10CM X 10CM HANDLE SIZE 11 CM X 4CM |  | ELEC | 100008415.jpg
100008417 | PANIC BAR LOCK SET 82CM SARGENT BRAND AS PER SAMPLE PICTURE |  | CARP | 100008417.jpg
100008418 | WINDOW GLASS CLEAR, 120CM X 95CM X 4MM THICKNESS |  | CARP | 100008418.jpg
100008420 | PVC COUPLING 1" MALE THREAD ONE SIDE SCH 80 |  |  | 100008420.jpg
100008421 | PVC COUPLING 2" FEMALE THREAD ONE SIDE SCH 80 |  |  | 100008421.jpg
100008424 | EATON ELECTRIC Z-S230/SS RELAY-BISTABLE-230VAC- 16A |  |  | 100008424.jpg
100008426 | FLUSH TANK VALVE ½’’FOR COMMODE LENGTH 24 CM WIDTH 15 CM (ALCA PLAST COCK BRAND) AS PER SAMPLE PICTURE. |  | PLUMB | 100008426.jpg
100008427 | 6204-Z BEARING |  |  | 100008427.jpg
100008428 | 6206-2RS BEARING |  |  | 100008428.jpg
100008430 | MASTER SEAL WEATHERPROOF 1 GANG PLUG SOCKET ENCLOSURE-IP 66 - WHITE |  |  | 100008430.jpg
100008431 | URINAL WITH FLUSH ASSEMBLY AS PER SAMPLE PICTURE |  | PLUMB | 100008431.jpg
100008432 | PVC BUSHING REDUCER 4’’ X 1’’ SCH 80 |  | PLUMB | 100008432.jpg
100008435 | TRANSPARENT PVC DOSING PUMP HOSE/TUBING 4x6MM |  |  | 100008435.jpg
100008436 | SAFETY VALVE 3/4" BRASS FOR BOILER (AS PER SAMPLE PICTURE) |  |  | 100008436.jpg
100008438 | BRASS IN-LINE SPRING ASSIST VERTICAL CHECK VALVE, 3” FEMALE NPT |  |  | 100008438.jpg
100008439 | BLACK STEEL PIPE 8"X 5MM THICK X 6M LONG FOR SEWER LINE |  |  | 100008439.jpg
100008442 | HEAVY DUTY SAFETY SWITCH, NON-FUSIBLE, 3-PHASE, 30A, 600 VAC |  |  | 100008442.jpg
100008443 | METALSHIELD EPOXY ENAMEL, CORROSION PROTECTION FOR HARSH ENVIROMENTS - BLACK |  |  | 100008443.jpg
100008444 | LIQUID FILLED PRESSURE GAUGE 0-16 BAR, BACK ENTRY, ¼’ BSP THREAD, DIA. 63MM |  |  | 100008444.jpg
100008445 | WALK IN FREEZER DOOR HANDLE/LOCK AND LATCH (AS PER PICTURE ) |  |  | 100008445.jpg
100008447 | PPR CROSSOVER BYPASS BEND ¾” |  |  | 100008447.jpg
100008448 | FLOAT VALVE 4” BRASS |  |  | 100008448.jpg
100008449 | STAINLESS STEEL BOX SECTION FLUSH BOLT-300MM x 20MM |  |  | 100008449.jpg
100008450 | HDPE COMPRESSION MALE THREADED ADAPTER, 3” |  |  | 100008450.jpg
100008451 | IP55 2 GANG - 2 WAY LIGHT SWITCH WATERPROOF |  |  | 100008451.jpg
100008452 | IP55 1 GANG - 2 WAY LIGHT SWITCH WATERPROOF |  |  | 100008452.jpg
100008456 | WINDOW GLASS CLEAR, 70.5CM X 67CM X 5MM THICKNESS |  | CARP | 100008456.jpg
100008459 | HVAC CONTACTOR, 3-POLE, 15A, 24V COIL 50/60Hz |  | HVAC | 100008459.jpg
100008460 | BUSHING REDUCER GI 3 INCH X 1 INCH |  | PLUMB | 100008460.jpg
100008461 | ELBOW PVC 3 inch SCH 80 90º ONESIDE THREAD |  | PLUMB | 100008461.jpg
100008462 | 4" POLYETHYLENE PIPE |  | PLUMB | 100008462.jpg
100008464 | SUPER GENERAL PCB KIT 24000 BTU (AS PER SAMPLE PICTURE) |  |  | 100008464.jpg
100008465 | ALUMINUM BLIND RIVET, 4.8MM DIA. X 10MM LENGTH (100/BOX) |  |  | 100008465.jpg
100008466 | CLEAR ACRYLIC PLEXIGLASS SHEET 57 CM X 43 CM X 4MM THICK | 57 CM X 43 CM X 4MM THICK | HVAC | 100008466.jpg
100008467 | POLISHED METAL SHEET, THICKNESS 24 GAUGE, WIDTH 100CM X LENGTH 100CM |  |  | 100008467.jpg
100008468 | FEMALE ADAPTOR COUPLING PPR 1 1/4" |  |  | 100008468.jpg
100008470 | LPG QUICK DISCONNECT COUPLING ½ INCH NPT |  |  | 100008470.jpg
100008471 | PREFABRICATED 3/8” HIGH-PRESSURE PROPANE GAS HOSE ASSY 1 MTR, W/ TWO FEMALE SWIVEL ADAPTER ½” |  |  | 100008471.jpg
100008473 | PREFABRICATED 3/8” HIGH-PRESSURE PROPANE GAS HOSE ASSY 50 CM, W/ TWO MALE SWIVEL ADAPTER ½” |  |  | 100008473.jpg
100008479 | REFRIGERANT SOLENOID VALVE COIL, DUAL VOLTAGE, 120/240V, 50/60Hz, STYLE: CLIP & ENCLOSED |  |  | 100008479.jpg
100008480 | REFRIGERANT SOLENOID VALVE, STANDARD TYPE, CONN. SIZE 3/8” ODF W/ EXTENDED ENDS, R-404A, MWP 680 PSI, STYLE: STRAIGHT THRU |  |  | 100008480.jpg
100008481 | PVC TRUE UNION CHECK VALVE 3/4" SCH 80 |  | PLUMB | 100008481.jpg
100008482 | PREFABRICATED 3/8” HIGH-PRESSURE PROPANE GAS HOSE ASSY, 3 MTR W/ MALE SWIVEL ADAPTER ½” NPT & QUICK CONNECT PROPANE TANK ADAPTER |  |  | 100008482.jpg
100008483 | REDUCING TEE SCH 80 PVC, 6” X 6” X 2” |  | PLUMB | 100008483.jpg
100008486 | MILD STEEL FLAT BAR 30MM X 3MM X 6M |  |  | 100008486.jpg
100008487 | MILD STEEL BOLT & NUT M8 X 50MM FULL THREAD |  |  | 100008487.jpg
100008488 | M8 X 25MM MILD STEEL FLAT ROUND WASHER |  |  | 100008488.jpg
100008489 | RED ENAMEL PAINT |  |  | 100008489.jpg
100008490 | BLACK STEEL PIPE COUPLING 1” NPT FEMALE |  | PLUMB | 100008490.jpg
100008491 | 6" x 2" SCHEDULE 80 PVC SADDLE CLAMP |  |  | 100008491.jpg
100008494 | 1 ¼” NON-RETURN BALL VALVE ASSEMBLY FOR GAS LINES. |  |  | 100008494.jpg
100008495 | BLACK STEEL PIPE 2.5 INCH X 2MM THICKNESS |  |  | 100008495.jpg
100008497 | EMT CONDUIT CLAMP 2 HOLE 3/4" | 2 HOLE 3/4" | ELEC | 100008497.jpg
100008498 | UPVC WINDOW LOCK GEARBOX MECHANISM 16MM U RAIL BAR ROD, LENGTH 1000MM WITH 2 ROLLER CAMS, BACKSET HEIGHT 20MM |  |  | 100008498.jpg
100008501 | PVC SADDLE CLAMP 1’’ |  |  | 100008501.jpg
100008502 | PVC SADDLE CLAMP 2’’ |  |  | 100008502.jpg
100008503 | PVC COUPLING 2" MALE ONE SIDE THREAD |  | PLUMB | 100008503.jpg
100008507 | SPRAY PAINT COLOR OFF WHITE 400ML | OFF WHITE 400ML | CARP | 100008507.jpg
100008508 | WINDOW GLASS CLEAR 90.5CM X 35.5CM X 6MM THICKNESS |  |  | 100008508.jpg
100008509 | HIGH PRESSURE SODIUM LAMP 100 WATT 220V |  |  | 100008509.jpg
100008510 | DOOR LOCK MACHINE 7’’ NEMEF ASSA ABLOY (AS PER SAMPLE PICTURE) |  |  | 100008510.jpg
100008511 | DOME PATH LIGHT FIXTURE 16” DIA., TRADITIONAL CHINESE HAT DESIGN, POLE MOUNT, 220VAC, 50Hz |  |  | 100008511.jpg
100008517 | LAMININATED WOOD SHEET - FULL SIZE APROX 120X240X1.8CM - BLUE COLOR AS PER PICTURE |  |  | 100008517.jpg
100008518 | LAMINATED EDGING STRIP FOR SIDES OF THE BOARD BLUE COLOR AS PER PICTURE |  |  | 100008518.jpg
100008519 | DOOR LOCK MACHINE 7’’ NARROW ( AS PER SAMPLE PICTURE) |  |  | 100008519.jpg
100008520 | AMMETER SWITCH TP16-61325 B03, 380V, 16AMP, PLATE SIZE: 48X60MM | TP16-61325 B03 |  | 100008520.jpg
100008521 | VOLTMETER SWITCH TP16-61313 B03, 380V, 16AMP, PLATE SIZE: 48X60MM | TP16-61313 B03 |  | 100008521.jpg
100008522 | CFT32W/4P/B41, TRIPLE TUBE COMPACT FLUORESCENT LIGHT BULB, 4-PIN, 32W, 4100K, BASE TYPE GX24q-3 |  |  | 100008522.jpg
100008524 | PVC ADJUSTABLE INLET TUBULAR SWIVEL P-TRAP 1 ¼” x 1 ½” |  |  | 100008524.jpg
100008525 | SUPER GENERAL PCB KIT COMPLETE SET WITH REMOTE CONTROL SENSOR BOARD 18000 BTU MODEL # KFR50G/VJ1.031.00 (AS PER SAMPLE PICTURE) |  |  | 100008525.jpg
100008526 | CARRIER PCB KIT 12000 BTU, S/N: CE-KFR35G/N1Y-11D (AS PER SAMPLE PICTURE) |  |  | 100008526.jpg
100008527 | PLASTIC TAMPER PROOF SEALS FOR FIRE EXTINGUISHERS( AS PER SAMPLE PIC) |  |  | 100008527.jpg
100008533 | GYPSUM BOARD WHITE 120CM X 240CM X 6MM |  | CARP | 100008533.jpg
100008534 | VIKO SINGLE UNDER WALL SOCKET 20 AMP 220V WITH LID (COVER) MADE IN TURKEY |  | ELEC | 100008534.jpg
100008535 | SINGLE POLE RCBO + NEUTRAL 230V, 16A, 10mA W/ TEST BUTTON |  | ELEC | 100008535.jpg
100008536 | THERMAL OVERLOAD RELAY, SETTING RANGE 30 - 40 AMP |  | ELEC | 100008536.jpg
100008537 | PVC SADDLE CLAMP 1"X 1/2" SCH 80 |  | PLUMB | 100008537.jpg
100008538 | ELBOW BRASS 1/4" 90º |  | PLUMB | 100008538.jpg
100008539 | BUSHING REDUCER BRASS 1/2" X 1/4" |  | PLUMB | 100008539.jpg
100008540 | NIPPLE BRASS 1/4" |  | PLUMB | 100008540.jpg
100008542 | 6 INCH 8 HOLE FLANGED RUBBER EXPANSION JOINT |  | PLUMB | 100008542.jpg
100008543 | ENAMEL OIL PAINT ( WALL NUT COLOR) 1 KG |  | CARP | 100008543.jpg
100008544 | LUMBER WOOD 4CM X 15CM LENGTH 3 METER |  | CARP | 100008544.jpg
100008545 | WOOD STRIP 1.5CM X 8CM X 200CM. |  | CARP | 100008545.jpg
100008546 | V BELT - A110 - OD-112"x W-1/2"X H- 5/16" |  | HVAC | 100008546.jpg
100008547 | AIR CONDITIONER POWER RELAY UZ-2A-BB220, 25A, 250VAC |  | HVAC | 100008547.jpg
100008548 | DOOR STOPPER ROUND TYPE FLOOR MOUNTED AS PER SAMPLE PICTURE |  | CARP | 100008548.jpg
100008549 | DOUBLE GLAZED WINDOW GLASS 51CM X 91CM X 2.5CM AS PER SAMPLE PICTURE |  | CARP | 100008549.jpg
100008551 | FLUSH TANK VALVE ½’’FOR COMMODE LENGTH 32 CM WIDTH 9 CM ADJUST TABLE AS PER SAMPLE PICTURE. |  | PLUMB | 100008551.jpg
100008552 | COUPLING REDUCER PPR 3’’ X 1 ½’’ |  | PLUMB | 100008552.jpg
100008555 | REDUCING TEE SCH 80 PVC, 6” X 6” X 3” |  | PLUMB | 100008555.jpg
100008559 | MECHANICAL REFRIGIRATION THERMOSTAT F2000 - RANGING FROM MINUS - 35 DEGREES TO PLUS + 35 DEGREES |  |  | 100008559.jpg
100008560 | BLUE WARNING TAPE FOR WATER PIPELINE, 200-METER ROLL |  |  | 100008560.jpg
100008563 | HDPE POLYETHYLENE SADDLE CLAMP, SIZE: 2" Inch |  | PLUMB | 100008563.jpg
100008564 | FIRE EXTINGUISHER 15-KG |  | OMSP | 100008564.jpg
100008566 | COUPLING PPR 1 ¼’’ INSIDE THREAD (AS PER SAMPLE PICTURE) |  | PLUMB | 100008566.jpg
100008568 | CIRCUIT BREAKER C40 40 AMP 3P 220V - 400V |  | ELEC | 100008568.jpg
100008571 | ANALOG CURRENT METER 9.5 CM X 9.5 CM 0 TO 600 AMP |  | ELEC | 100008571.jpg
100008574 | STEEL DOOR RIM LOCK (DOUBLE CYLINDER) |  | CARP | 100008574.jpg
100008575 | ALUMINUM WINDOW LOCK, WHITE 13CM x 2.5CM (AS PER SAMPLE PICTURE) |  | CARP | 100008575.jpg
100008587 | 1/2 INCH BSP LPG REGULATOR FEMALE THREAD BOTH SIDES (AS PER PICTURE) |  | HVAC | 100008587.jpg
100008588 | BUSHING REDUCER GI 1 1/2"x 1 3/4 INCH |  | PLUMB | 100008588.jpg
100008589 | 5 PIN INDUSTRIAL PLUG (MALE AND FEMALE) WALL SOCKET 32 AMP | Type 113 | ELEC | 100008589.jpg
100008592 | 1/2 INCH X 100MM BARREL NIPPLE GI |  | PLUMB | 100008592.jpg
100008593 | MICRO MAX -VLC-101 MULTI PURPOSE VOLTAGE LIMIT CONTROL |  | ELEC | 100008593.jpg
100008594 | CONTACTOR DEFINITE PURPOSE 30A 3 POLE 120V AC COIL FlA 40 AMP |  | ELEC | 100008594.jpg
100008595 | EARTH ROD CALM COPPER-CONTENT ALLOY CASTINGS WITH A STAINLESS STEEL U-BOLT |  | OMSP | 100008595.jpg
100008597 | 2" MALE THREAD PIPE NIPPLE FITTING X BARB HOSE TAIL CONNECTOR STAINLESS STEEL NPT |  | PLUMB | 100008597.jpg
100008601 | FLUORESCENT TUBE LIGHT 8W X 30CM (FOR EMERGENCY LIGHT) AS PER SAMPLE PICTURE |  | ELEC | 100008601.jpg
100008602 | TYCO RELAY T92P7A22-240 COIL 200-240 VAC 30A 240VAC (AS PER SAMPLE PICTURE) |  | HVAC | 100008602.jpg
100008608 | MILD STEEL ROUND BAR, 6MM DIA X 6MTR LENGTH |  | CARP | 100008608.jpg
100008609 | FEATHER EDGE VINYL SKIRTING, WHITE, HEIGHT 75MM X 2MM THICKNESS |  |  | 100008609.jpg
100008615 | FIXED KITCHEN FAUCET, BACKMOUNT (AS PER SAMPLE PICTURE) |  |  | 100008615.jpg
100008616 | FLUORESCENT FIXTURE LIGHT 1X6W - 8W , 4100K, 230V, 50-60HZ, 0.05A, FIXTURE LENGTH: 23.5CM, TUBE LENGTH: 20CM | 1X6W, 4100K | ELEC | 100008616.jpg
100008618 | LED STRIP LIGHTS - 4 FT - 50 WATT - 220V/50HZ |  | ELEC | 100008618.jpg
100008619 | 60CM X 60CM CERAMIC FLOOR TILES, 7.5MM THICKNESS, OFF WHITE COLOR |  |  | 100008619.jpg
100008624 | WINDOW GLASS CLEAR, 101CM X 61CM X 4MM THICKNESS |  |  | 100008624.jpg
100008626 | MILD STEEL ROUND BAR, 5MM DIA X 6MTR LENGTH |  |  | 100008626.jpg
100008627 | LIGHT FIXTURE - 4 FOOT FLUORESCENT VAPOR TIGHT - 32W T8 - AC W/ EMERGENCY BACKUP OPTION
100008629 | FLUORESCENT TUBE LIGHT TLD 10 W/54 (DAY LIGHT) LENGTH 30CM AND TERMINAL SPACE 1.5 CM | ELT1099 | ELEC | 100008629.jpg
100008630 | ELECTRICAL CABLE 4 X 25 MM2 |  |  | 100008630.jpg
100008631 | LIQUID TIGHT BLACK PVC COATED METAL FLEXIBLE CONDUIT ID 1-1/4” (32MM) |  |  | 100008631.jpg
100008632 | LIQUID TIGHT METAL MALE FLEXIBLE CONDUIT CONNECTOR ID 1-1/4” (32MM) |  |  | 100008632.jpg
100008633 | STAINLESS STEEL NUT AND BOLT 10MM THICKNESS 23CM LONG |  |  | 100008633.jpg
100008634 | M12 STAINLESS STEEL SPRING WASHER |  |  | 100008634.jpg
100008635 | M10 STAINLESS STEEL FLAT WASHER |  |  | 100008635.jpg
100008637 | VERTICAL WATER PRESSURE TANK 35 LITER, 1” CONNECTION, MAX WORKING PRESSURE 10 BAR, HEIGHT 440MM X DIAMETER 365MM |  |  | 100008637.jpg
100008638 | MAINTENANCE FREE EMERGENCY LIGHT RE-CHARGEABLE BATTERY - CONSTANT VOLTAGE CHARGE - 6V7.0AH - (AS PER SAMPLE PIC) |  | ELEC | 100008638.jpg
100008639 | FEMALE INSULATED TERMINAL LUGS 6MM( AS PER PICTURE) |  | ELEC | 100008639.jpg
100008641 | WOOD SCREW 2" BLACK |  |  | 100008641.jpg
100008642 | LUMBER WOOD (5CM X 12CM X 3MTR) |  | CARP | 100008642.jpg
100008644 | POWER RELAY, COIL VOLTAGE 24 VDC, CONTACT CURRENT 6 A, CONTACT VOLTAGE 240VAC, PT SERIES, P/N: PT570024- SCHRACK | PT570024 |  | 100008644.jpg
100008649 | STARTER FOR FLUORESCENT 4-22 WATT, PART #: S2-P, BRAND: PHILIPS (As per sample picture) | ELT1054 | ELEC | 100008649.jpg
100008650 | SEWER LINE UNDERGROUND WARNING/CAUTION TAPE, 200 METER ROLL |  |  | 100008650.jpg
100008651 | ELECTRICAL CABLE UNDERGROUND WARNING/CAUTION TAPE, 200 METER ROLL |  |  | 100008651.jpg
100008652 | GI CHAIN-LINK FENCE, HEIGHT 2.4 MTR, MESH OPENING 50MM X 50MM, WIRE DIAMETER 3MM |  |  | 100008652.jpg
100008653 | WELD-ON BARREL GATE HINGE W/ GREASE NIPPLE, LENGTH 6” X DIAMETER 1-1/2” |  |  | 100008653.jpg
100008654 | SNIPER SCREEN, DARK GREEN, WIDTH 3 MTR |  |  | 100008654.jpg
100008655 | PVC COUPLING REDUCER SCH40, 6” X 4” |  | PLUMB | 100008655.jpg
100008656 | GI WIRE 3MM |  |  | 100008656.jpg
100008659 | COPPER CRIMP TERMINAL LUG 50MM(SQ) X 8MM HOLE |  |  | 100008659.jpg
100008660 | COPPER CRIMP TERMINAL LUG 16MM(SQ) X 8MM HOLE |  |  | 100008660.jpg
100008662 | PG-48 METAL CABLE GLAND, IP68, CLAMPING RANGE 37-44MM |  |  | 100008662.jpg
100008663 | ITALWEBER FUSE 14 X 51 MM CH14 GG 40A 500V 120KVA |  | ELEC | 100008663.jpg
100008664 | COPPER CRIMP TERMINAL LUG 70MM(SQ) X 8MM HOLE |  |  | 100008664.jpg
100008665 | COPPER CRIMP TERMINAL LUG 70MM(SQ) X 10MM HOLE |  |  | 100008665.jpg
100008666 | COPPER CRIMP TERMINAL LUG 35MM(SQ) X 8MM HOLE |  |  | 100008666.jpg
100008667 | COPPER CRIMP TERMINAL LUG 35MM(SQ) X 10MM HOLE |  |  | 100008667.jpg
100008668 | VELLUMOID GASKET SHEET 50CM X 50CM, THICKNESS 3MM, ASTM FUEL B | 50CM X 50CM | OMSP | 100008668.jpg
100008669 | SINGLE LEVER BATHROOM WASHBASIN MIXER |  |  | 100008669.jpg
100008671 | DOOR HINGE 3.5” (89MM) MODEL: GHABLAME (AS PER SAMPLE PICTURE) |  | CARP | 100008671.jpg
100008678 | PVC STRAIGHT TEE 6” (ID 168 MM) SCH 80 |  |  | 100008678.jpg
100008681 | PIPE INSULATION GLASS WOOL 1/2" X 120CM | PL3367 | PLUMB | 100008681.jpg
100008682 | ANALOG HERTZ (Hz) METER 9.5 CM X 9.5 CM 45 TO 55 Hz AS PER SAMPLE PICTURE |  | ELEC | 100008682.jpg
100008683 | GI BARREL PIPE NIPPLE 2” X 100MM |  | PLUMB | 100008683.jpg
100008684 | SIEMENS OVERLOAD RELAY 40-57 A MODEL 3UA59 00-27T* AS PER SAMPLE PICTURE |  | ELEC | 100008684.jpg
100008685 | THERMAL OVERLOAD RELAY, SETTING RANGE 1 – 1.6A |  |  | 100008685.jpg
100008687 | WINDOW GLASS CLEAR 144CM X 52CM X 4MM |  |  | 100008687.jpg
100008688 | GYPSUM BOARD 60CM X 60CM FOR CEILLING AS PER SAMPLE PICTURE | CAR120 | CARP | 100008688.jpg
100008690 | PVC SCH 80 BUTTERFLY VALVE 2’’, 4 HOLES |  | PLUMB | 100008690.jpg
100008693 | PREFABRICATED 3/8” HIGH-PRESSURE PROPANE GAS HOSE ASSY 3 MTR, W/ MALE SWIVEL ADAPTER ½” NPT & HAND TIGHTEN PROPANE TANK ADAPTER |  |  | 100008693.jpg
100008694 | SAMSUNG PCB KIT WITH REMOTE CONTROL SENSOR BOARD 12000 BTU (AS PER SAMPLE PICTURE) |  |  | 100008694.jpg
100008696 | AERATION BLOWER OIL - 4 LITER |  |  | 100008696.jpg
100008697 | V-BELT A56, TOP WIDTH 1/2", THICKNESS 5/16", OUTSIDE LENGTH 58" |  |  | 100008697.jpg
100008699 | CERAMIC TILE 40 CM X 25 CM AS PER SAMPLE PICTURE. |  | CARP | 100008699.jpg
100008701 | WALL MOUNTED MIXER FAUCET |  |  | 100008701.jpg
100008703 | IRON FLANGE 4" X 1/8" X 4 HOLE |  | PLUMB | 100008703.jpg
100008704 | IRON FLANGE 4" X 1/8" X 8 HOLE |  | PLUMB | 100008704.jpg
100008706 | IRON ELBOW 4" X 1/8" |  | PLUMB | 100008706.jpg
100008707 | PVC WINDOW HANDLE LOCK (WHITE), COMPLETE (AS PER SAMPLE PICTURE) |  |  | 100008707.jpg
100008708 | ADAPTOR REDUCER CHROME 1/2'' X 10MM |  |  | 100008708.jpg
100008709 | ADAPTOR REDUCER CHROME 1/2'' X 15MM |  |  | 100008709.jpg
100008710 | EXHAUST FAN 12” STEEL SQUARE, 42W 0.2A 220V HZ=50 RPM 1100, 2KG (AS PER SAMPLE PICTURE) |  |  | 100008710.jpg
100008711 | CLEAR GLASS FOR WINDOW, 112CM X 72CM X 4MM |  | CARP | 100008711.jpg
100008713 | SAMSUNG PCB KIT WITH REMOTE CONTROL SENSOR BOARD 12000 BTU (PART NO: D893-11009A) AS PER SAMPLE PICTURE |  | HVAC | 100008713.jpg
100008715 | SOLID STATE FAN SPEED CONTROLLER, 230V, 50/60Hz, FLA: 6A, LRA: 9A |  |  | 100008715.jpg
100008716 | 40WATT - 120 V - APPLIANCE BULB A15 |  |  | 100008716.jpg
100008717 | FEDERAL VIBRATONE HORN 120 VOLT - 50/60HZ |  | ELEC | 100008717.jpg
100008721 | THERMAL OVERLOAD RELAY, SETTING RANGE 2.5 – 4A |  |  | 100008721.jpg
100008727 | CLEAR GLASS FOR WINDOW, 132CM X 85CM X 4MM |  |  | 100008727.jpg
100008731 | A21 V BELT |  | HVAC | 100008731.jpg
100008738 | BERAJ SYNTHETIC ENAMEL OIL PAINT LIGHT GRAY 1-KG |  | CARP
100008739 | THERMAL OVERLOAD RELAY MEC GTH-22 SETTING RANGE 1.6-2.5A |  |  | 100008739.jpg
100008740 | SEWER MANHOLE COVER (CAST IRON) 70 CM DIAMETER, 6 CM THICKNESS (AS PER SAMPLE PICTURE). |  | PLUMB | 100008740.jpg
100008742 | BEARING 6208 ZZ C3 ORS Rulman 40X80X18 |  | HVAC | 100008742.jpg
100008743 | VIKO DINRAIL CIRCUIT BREAKER 2P C20 230/400V |  | ELEC | 100008743.jpg
100008746 | ROUND OUTDOOR BULK HEAD E27 IP44 LIGHT FITTING |  | ELEC | 100008746.jpg
100008747 | 3" RIGID CONDUIT LOCKNUTS |  | ELEC | 100008747.jpg
100008748 | 4" RIGID CONDUIT LOCKNUTS |  | ELEC | 100008748.jpg
100008749 | 3" CONDUIT BUSHING INSULATED |  | ELEC | 100008749.jpg
100008750 | 4" CONDUIT BUSHING INSULATED |  | ELEC | 100008750.jpg
100008751 | SCHNEIDER LADT2 10A 690V TIME DELAY BLOCK RELAY CONTACTOR 0.1-30 SEC (AS PER SAMPLE PICTURE) |  |  | 100008751.jpg
100008752 | SCHNEIDER LC1D09 690V Ui 6KV Uimp NO NC 3 Poles AC CONTACTOR 50/60Hz 25A |  |  | 100008752.jpg
100008753 | REPLACEMENT GLASS FOR MANUAL FIRE ALARM CALL POINTS(AS PER SAMPLE PICTURE) |  | ELEC | 100008753.jpg
100008755 | WHITE ALL-PURPOSE BRAZING FLUX POWDER, 280 GRAM CONTAINER |  |  | 100008755.jpg
100008764 | COUPLING PVC 1 1/2" SCHEDULE 80 OUTSIDE THREAD |  |  | 100008764.jpg
100008765 | BRASS P-TRAP FOR SINK AS PER SAMPLE PICTURE |  |  | 100008765.jpg
100008766 | VINYL FLOORING, WIDTH 2.3 MTR, THICKNESS 2.4MM (PATTERN AND COLOR AS PER SAMPLE) |  |  | 100008766.jpg
100008770 | REMOTE CONTROL SENSOR BOARD 12000 BTU SAMSUNG (AS PER SAMPLE PICTURE) |  |  | 100008770.jpg
100008771 | WINDOW GLASS CLEAR 79CM X 62.5CM X 5MM |  |  | 100008771.jpg
100008772 | WINDOW GLASS CLEAR 75CM X 62.5CM X 5MM |  |  | 100008772.jpg
100008780 | HIGH PRESSURE HOSE PIPE WITH FEMALE FITTINGS ON BOTH ENDS (SEA STRAIGHTS, SW 32 MM) 3/4", 1250 PSI, SAE 100 R1AT WITH 1.5 METER LONG | 3/4", 1250 PSI, SAE 100 R1AT | OMSP | 100008780.jpg
100008791 | SPACE WALL HEATER 2000 WATTS WITH POWER OUTPUT SELECTOR(750W AND 1250 WATTS) AS PER SAMPLE PICTURE. |  | HVAC | 100008791.jpg
100008792 | SUCTION VALVE FOR 18000 BTU AS PER SAMPLE PICTURE |  | HVAC | 100008792.jpg
100008798 | HOT AND COLD MIXER VALVE 1” INCH MALE CONNECTIONS |  |  | 100008798.jpg
100008799 | ZURN 2-1/2 in. REDUCED PRESSURE PRINCIPLE BACKFLOW PREVENTER |  |  | 100008799.jpg
100008803 | 8-PIN PLUG-IN POWER RELAY, 2 CO, 8 A, 250 VAC, COIL 24 VAC, 50/60Hz, (5.0 MM PIN PITCH), DIMENSIONS: 29 X 12.4 X 25 MM |  |  | 100008803.jpg
100008804 | EXTERIOR WOOD PRIMER & UNDERCOAT, WHITE, 1 LITER |  | CARP | 100008804.jpg
100008807 | MANUAL MOTOR STARTER, 32 AMP, OVERLOAD SETTING RANGE 25-32 AMP - XTPR032BC1 |  |  | 100008807.jpg
100008809 | PEDROLLO AR-14 – MECHANICAL SEAL 14 mm PART # 11516121401 |  |  | 100008809.jpg
100008810 | BRASS NOZZLE 1’’ |  |  | 100008810.jpg
100008812 | TERARAZZO TILE 30CM X 30CM |  |  | 100008812.jpg
100008813 | KITCHEN SINK SINGLE BOWL |  |  | 100008813.jpg
100008814 | KITCHEN SINK DOUBLE BOWL |  |  | 100008814.jpg
100008818 | 8" PVC SCH 80 WYE PIECE |  |  | 100008818.jpg
100008821 | HEAT RESISTANT GASKET SHEET 1MTR X 1 MTR, THICKNESS 3MM |  | OMSP | 100008821.jpg
100008824 | CHAIN - 32MMX12MMX3MM (AS PER SAMPLE PICTURE) |  | CARP | 100008824.jpg
100008825 | PVC BUSHING REDUCER 10"X 6" SCH 80 |  | PLUMB | 100008825.jpg
100008826 | PVC BUSHING REDUCER 3"X 1" SCH 80 |  | PLUMB | 100008826.jpg
100008828 | WIRE MESH 100 X 200 X 4MM THICK |  | CARP | 100008828.jpg
100008829 | CARTRIDGE FUSE, 120A, 600/250 VAC/VDC, CLASS RK5, DUAL ELEMENT TIME DELAY, DIA. 1.06” (26MM) X LENGTH 5.5” (139MM) |  | ELEC | 100008829.jpg
100008830 | WINDOW GLASS CLEAR, 87CM X 50CM X 6MM THICKNESS |  | CARP | 100008830.jpg
100008831 | WINDOW GLASS CLEAR, 63CM X 40CM X 6MM THICKNESS |  | CARP | 100008831.jpg
100008832 | WINDOW GLASS FROSTED, 88CM X 43CM X 6MM THICKNESS |  | CARP | 100008832.jpg
100008833 | CONCRETE ANTI FREEZE ADMIXTURE |  | CARP | 100008833.jpg
100008841 | 1 GANG WATERPROOF LIGHT SWITCH |  |  | 100008841.jpg
100008842 | MOELLER DILA-XHI22- CONTACT BLOCK 2NO/2NC - 6A-415V 4 POLE |  | ELEC | 100008842.jpg
100008843 | PHILIPS TL5 HO 80W 840 (MASTER) ¦ 145cm - COOL WHITE, MNF. NAME: MASTER TL5 HO 80W/840 SLV/40, Technology: FLUORESCENT , WATTAGE: 80W/840, LIGHT COLOUR: 4000K |  |  | 100008843.jpg
100008848 | 1 INCH RIGID CONDUIT GLAND |  | ELEC | 100008848.jpg
100008851 | V-BELT A-900 LI 930LW | A-900 LI 930LW |  | 100008851.jpg
100008856 | ROUND BLACK LOUVRED EXTERIOR WALL LIGHT FITTING |  | ELEC | 100008856.jpg
100008859 | SABRO PCB KIT 12000 BTU (AS PER SAMPLE PICTURE) |  |  | 100008859.jpg
100008864 | 4 PIN COMPACT FLOURESCENT LIGHT 40WATT TUBE |  | ELEC | 100008864.jpg
100008865 | WINDOW WIND BRACING ALUMINUM (AS PER SAMPLE PICTURE) |  |  | 100008865.jpg
100008867 | FLEXIBLE PIPE FOR COMMODE (KASH), Length:130CM |  |  | 100008867.jpg
100008868 | PLEXI GLASS 95CM X 60CM X 5MM |  |  | 100008868.jpg
100008881 | END PLUG GI 2-½” |  | PLUMB
100008884 | THERMAL OVERLOAD RELAY, SETTING RANGE 9 – 13A |  | ELEC | 100008884.jpg
100008885 | LED FLOOD LIGHT 50W 220VAC IP65 |  | ELEC | 100008885.jpg
100008886 | WINDOW GLASS FABRICE 88CM X 40CM |  |  | 100008886.jpg
100008887 | PVC WINDOW SCREEN WITH FRAME 112CM X 55.5CM |  |  | 100008887.jpg
100008894 | KITCHEN MIXER STAINLESS STEEL 30-35CM (AS PER SAMPLE PICTURE) |  |  | 100008894.jpg
100008895 | 1/2" CHROME EURO STYLE SHOWER MIXER COMPLETE SET |  |  | 100008895.jpg
100008901 | GALVANIZED LIFTING CHAIN 13MM DIA. |  | OMSP | 100008901.jpg
100008902 | WINDOW GLASS FABRICE 96CM X 60CM |  |  | 100008902.jpg
100008903 | 2 POLE B40 AMP 230/400V - DIN RAIL CIRCUIT BREAKER |  | ELEC | 100008903.jpg
100008904 | 1/2‘’ HIGH PRESSURE SAE FUEL HOSE PIPE WITH FEMALE FITTINGS ON BOTH ENDS (90 DEGREE/STRAIGHT, 15MM INNER & 22MM OUTER DIA), 110CM LONG |  | OMSP | 100008904.jpg
100008905 | VIKO FAN SWITCH AND SPEED CONTROL - 60 - 1000WATT - 22OV |  | ELEC | 100008905.jpg
100008906 | WINDOW GLASS CLEAR, 98.5CM X 78CM X 4MM THICKNESS |  |  | 100008906.jpg
100008907 | WINDOW GLASS CLEAR, 83.5CM X 71CM X 4MM THICKNESS |  |  | 100008907.jpg
100008908 | WINDOW GLASS CLEAR, 94.5CM X 60CM X 4MM THICKNESS |  |  | 100008908.jpg
100008909 | WINDOW GLASS CLEAR, 78.5CM X 77.5CM X 4MM THICKNESS |  | CARP | 100008909.jpg
100008910 | SMOKE DETECTOR, 220VAC, 9 VDC BATTERY BACK-UP, 90dB/M, SIGNAL TRANSFER COM. NO, NC |  | ELEC | 100008910.jpg
100008911 | FLEXIBLE SPIRAL REINFORCED SUCTION HOSE 2 INCH |  | PLUMB | 100008911.jpg
100008912 | WIRE ROPE 16MM |  | PLUMB | 100008912.jpg
100008915 | PPR ½’’ X ½’’ MALE THREAD ADAPTER. |  | PLUMB | 100008915.jpg
100008916 | PPR ½” X ½” FEMALE THREADED ADAPTER |  | PLUMB | 100008916.jpg
100008917 | CLAMP PPR 1/2" |  |  | 100008917.jpg
100008918 | MORTICE LOCKSET, BACKSET 50MM X 100MM; SATIN CHROME FINISH DOOR HANDLE LEVER (COMPLETE SET) |  | CARP | 100008918.jpg
100008919 | SCH 40 PVC ADAPTER CLEANOUT DWV 2" |  | PLUMB | 100008919.jpg
100008920 | ALUMINUM WINDOW SCREEN WITH FRAME 98CM X 61CM X 1.5 CM THICK X 4.5CM WIDE |  |  | 100008920.jpg
100008923 | WINDOW GLASS CLEAR, 97CM X 77.5CM X 4MM THICKNESS |  | CARP | 100008923.jpg
100008924 | CLEAR LAMINATED GLASS FOR WINDOW, 51CM X 84.5CM X 8MM THICKNESS |  | CARP | 100008924.jpg
100008925 | CLEAR LAMINATED GLASS FOR WINDOW, 39CM X 35CM X 8MM THICKNESS |  | CARP | 100008925.jpg
100008926 | BRITISH STANDARD 13 AMP METAL SINGLE SOCKET ( AS PER PICTURE) |  | ELEC | 100008926.jpg
100008929 | FRICO HEATING AND COOLING ELECTRONIC THERMOSTAT - 220V - 50HZ |  | ELEC | 100008929.jpg
100008930 | 400 WATT LED FLOOD LIGHT - 220 V - 50 HZ |  |  | 100008930.jpg
100008931 | OVERLOAD RELAY 2-4 AMP ANY BRAND |  |  | 100008931.jpg
100008932 | GE 43828 400W MULTI VAPOT MVR400/U M59/S R400 HID LIGHT BULB |  |  | 100008932.jpg
100008933 | WINDOW GLASS CLEAR, 98CM X 78CM X 4MM THICKNESS |  | CARP | 100008933.jpg
100008934 | WINDOW GLASS CLEAR, 96CM X 77CM X 4MM THICKNESS |  | CARP | 100008934.jpg
100008935 | WINDOW GLASS CLEAR, 98.5CM X 77.5CM X 4MM THICKNESS |  | CARP | 100008935.jpg
100008936 | WINDOW GLASS CLEAR, 99.5CM X 78.5CM X 4MM THICKNESS |  | CARP | 100008936.jpg
100008937 | WINDOW GLASS CLEAR, 99CM X 78CM X 4MM THICKNESS |  | CARP | 100008937.jpg
100008938 | WINDOW GLASS CLEAR, 97CM X 63.5CM X 4MM THICKNESS |  | CARP | 100008938.jpg
100008939 | WINDOW GLASS CLEAR, 87CM X 66CM X 4MM THICKNESS |  | CARP | 100008939.jpg
100008940 | WINDOW GLASS CLEAR, 97CM X 77CM X 4MM THICKNESS |  | CARP | 100008940.jpg
100008941 | WINDOW GLASS CLEAR, 99CM X 77.5CM X 4MM THICKNESS |  | CARP | 100008941.jpg
100008942 | PANIC PUSHPAD EXIT DEVICE (DOUBLE DOOR), SURFACE VERTICAL ROD, TWO-POINT LATCHING |  | CARP | 100008942.jpg
100008943 | WATER TANK FLOAT VALVE 1/2" |  |  | 100008943.jpg
100008944 | CHECK VALVE BRASS 4" |  |  | 100008944.jpg
100008946 | UPVC WINDOW LOCK GEARBOX MECHANISM, 16MM FLAT RAIL, ROD LENGTH 1000MM, WITH 4 ROLLER CAMS, BACKSET 20MM |  | CARP | 100008946.jpg
100008947 | ALUMINUM 5” WRAP AROUND DOOR HINGE |  | CARP | 100008947.jpg
100008949 | CARTRIDGE FUSE, 60A, 600/300 VAC/VDC, CLASS K5, DIA. 1-1/16” (26.98MM) X LENGTH 5-½” (139.7MM) |  |  | 100008949.jpg
100008950 | DIGITAL NON-PROGRAMMABLE THERMOSTAT, MULTI-STAGE HEAT/COOL 2/2, POWER METHOD: HARDWIRED / BATTERY; TERMINAL DESIGNATIONS: R, C, G, Y, Y2, W, W2; COLOR: WHITE |  | HVAC | 100008950.jpg
100008952 | COPPER CRIMP TERMINAL LUG 25MM(SQ) X 12MM HOLE |  | ELEC | 100008952.jpg
100008956 | ELECTRICAL FLEXIBLE CONDUIT 2" BLACK |  | ELEC | 100008956.jpg
100008957 | 2" CONDUIT BUSHING INSULATED |  | ELEC | 100008957.jpg
100008958 | SHOWER TRAY 47CM X 47CM (AS PER SAMPLE PICTURE) |  |  | 100008958.jpg
100008965 | PVC WINDOW SCREEN WITH FRAME 94 CM LENGTH X 46 CM WIDTH AS PER SAMPLE PICTURE |  |  | 100008965.jpg
100008966 | DENKA OUTDOOR FAN BLADE 24000BTU 430x154 |  |  | 100008966.jpg
100008967 | HVAC METAL FRAME PANEL FILTER - 59X59X4CM ( AS PER PICTURE) |  | HVAC | 100008967.jpg
100008968 | HVAC METAL FRAME PANEL FILTER - 59X29X4CM ( AS PER PICTURE) |  | HVAC | 100008968.jpg
100008971 | DIGITAL PROGRAMMABLE THERMOSTAT, MULTI-STAGE HEAT/COOL 2/2, POWER: HARDWIRED / BATTERY, TERMINAL DESIGNATIONS CONVENTIONAL:Y2, W2, G, W, C, Y, R, Rc |  | HVAC | 100008971.jpg
100008972 | CARRIER PRO 33CS2PP2S-03 PROGRAMMABLE THERMOSTAT |  |  | 100008972.jpg
100008974 | 2 1/2 INCH PVC SCH 80 INNER TREADED FLANGE 4 HOLE WITH RUBBER WASHER |  | PLUMB | 100008974.jpg
100008976 | 12 MM HIGH SPEED STEEL DRILL BIT |  | CARP | 100008976.jpg
100008977 | 12 MM HIGH SPEED CONCRETE DRILL BIT |  | CARP | 100008977.jpg
100008987 | ELECTRICAL COPPER FLEXIBLE CABLE 1 X 150MM |  |  | 100008987.jpg
100008988 | COPPER CRIMP TERMINAL LUG 240MM(SQ) |  |  | 100008988.jpg
100008989 | LEAD ACID SEALED RECHARGEABLE BATTERY, 12V 7AH/20HR, (L) 5.95” X (W) 2.56” X (H) 3.86” |  | OMSP | 100008989.jpg
100008991 | PVC END CAP 8 INCH SCH 80 |  | PLUMB | 100008991.jpg
100008995 | PERFORATED GYPSUM CEILING TILE 60CM X 60CM (AS PER SAMPLE PICTURE) |  | CARP | 100008995.jpg
100008996 | SINGLE OUTLET 2-½” OBLIQUE FIRE HYDRANT VALVE, FLANGE MOUNT WITH FEMALE INSTANTANEOUS OUTLET ADAPTOR |  | PLUMB | 100008996.jpg
100008997 | 4-HOLE RUBBER FLANGE GASKET 2-½” |  | PLUMB | 100008997.jpg
100008999 | CROSS TEE BRASS 1’’ X 1’’ X 1’’ X ¼’’ X ¼’’ AS PER SAMPLE PICTURE |  | PLUMB | 100008999.jpg
100009000 | MALE ADAPTOR PPR 4 " |  | PLUMB | 100009000.jpg
100009002 | SYNTHETIC ENAMEL PAINT YELLOW 4 KG |  | OMSP | 100009002.jpg
100009005 | AUTOMATIC AIR VENT 1/2" BRASS FOR AHU WP:10BAR WT:120°c AS PER SAMPLE PICTURE |  |  | 100009005.jpg
100009006 | SINK MIRROR 100CMX100CM |  |  | 100009006.jpg
100009008 | TUBING STEEL(PROFILE)20MMX10MM X6MTR LONG |  |  | 100009008.jpg
100009009 | TUBING STEEL(TEE)1MM X6MTR LONG |  |  | 100009009.jpg
100009010 | RUNNING CAPACITOR 7.5UF 400 VAC |  |  | 100009010.jpg
100009011 | ELECTRICAL PANEL BOX 80 CM X 60 CM |  | ELEC | 100009011.jpg
100009013 | SCH 40 PVC ADAPTER CLEANOUT DWV 4" |  | PLUMB | 100009013.jpg
100009014 | FLANGE GI 2" INSIDE THREAD ANSI B16.5 CLASS 300/4 HOLE |  |  | 100009014.jpg
100009016 | FLANGE STAINLESS STEEL INNER THREAD 6" X 8 HOLE |  |  | 100009016.jpg
100009017 | PVC ELBOW 8" SCH80 90º |  | PLUMB | 100009017.jpg
100009018 | PUSH BAR PANIC EXIT DEVICE, FITS 90CM DOOR, SATIN STAINLESS-STEEL FINISH (OUTSIDE DOOR HANDLE AS PER IMAGE ILLUSTRATED) |  | CARP | 100009018.jpg
100009023 | FLOOD LIGHT LED 200W IP65 220VAC 50HZ |  |  | 100009023.jpg
100009031 | CERAMIC TILE 40 CM X 40 CM WITH DESIGN (AS PER SAMPLE PICTURE0 |  |  | 100009031.jpg
100009032 | ALUMINUM FOIL SELF-ADHESIVE BITUMEN WATERPROOF TAPE, WIDTH 100MM X LENGTH 10MTR |  |  | 100009032.jpg
100009037 | 9 X 2.5MM ELECTRIC CABLE - FLEXIBLE |  | ELEC | 100009037.jpg
100009038 | SNAP ACTION LIMIT ROTARY SWITCH ,NO/NC 250V |  | ELEC | 100009038.jpg
100009040 | LED PANEL LIGHT SQUARE 220 X 220MM AC85-265V 50/60HZ 18W COLOUR: WHITE WITH LED DRIVER COMPLETE SET AS PER SAMPLE PICTURE |  | ELEC | 100009040.jpg
100009043 | HVAC PIPE INSULATION COPPER, BLACK COLOR, AEROFLUX 3/8" ID |  | HVAC | 100009043.jpg
100009044 | 60X60CM WHITE CEILING TILES PLAIN/NO DESIGN |  |  | 100009044.jpg
100009045 | 3 INCH ALUMINUM BATHROOM DOOR HINGE |  |  | 100009045.jpg
100009048 | MARBLE TILES 60 x 10 x 1 CM (AS PER PICTURE) |  |  | 100009048.jpg
100009049 | MARBLE TILES 163 X 30 X 2 CM (AS PER PICTURE) |  |  | 100009049.jpg
100009053 | PVC ELECTRICAL CABLE GLAND 2" |  | OMSP | 100009053.jpg
100009055 | PAINT PLASTIC CREAM 1-KG. WEATHERSHIELD 100% WATERPROOF |  |  | 100009055.jpg
100009061 | PLASTIC CURTAIN LENGTH 200 CM X WIDTH 20 CM X 2 MM THICKNESS FOR COLD ROOM STORAGE(AS PER SAMPLE PICTURE). |  | HVAC | 100009061.jpg
100009062 | STREET LIGHT FIXTURE 125W 220V ( LED STREET LIGHT FIXTURE, AC: 220-240V, 100 WATT, 50/60 HZ 2 IN PIPE MOUNTED.SOGO BRAND) |  | ELEC | 100009062.jpg
100009063 | SLIDE RAIL ADAPTOR 4’’ 8 HOLE AS PER SAMPLE |  | PLUMB | 100009063.jpg
100009066 | STONE POWDER FOR CMU AND BRICKS |  | OMSP | 100009066.jpg
100009073 | 63 AMP 5 PIN PLUG AND SURACE MOUNTED SOCKET 380 - 415 V WATERPROOF IP67 (MALE AND FEMALE SET) |  | ELEC | 100009073.jpg
100009074 | PL-L-50W/41/RS- 4 PIN SINGLE TUBE FLOURSCENT BULB |  | ELEC | 100009074.jpg
100009080 | MILD STEEL PLATE L: 400MM, W: 400MM, THICKNESS: 8MM |  | OMSP | 100009080.jpg
100009082 | WASHER 8MM |  |  | 100009082.jpg
100009083 | PVC WIRING CHANNEL LENGTH 40 MM X WIDTH 33 MM (AS PER SAMPLE PICTURE.) |  | ELEC | 100009083.jpg
100009084 | EXHAUST FAN 230V; 0.12/0.11 A; 19/18/ W; 50/60 HZ (12CM X 12CM) AS PER SAMPLE PICTURE |  | ELEC | 100009084.jpg
100009085 | TEMPERATURE CONTROL SWITCH SK 3110 250 V, 30 W (AS PER SAMPLE PICTURES) |  | HVAC | 100009085.jpg
100009086 | PULL BOX METAL LENGTH 60 CM X WITH 50 CM (AS PER SAMPLE PICTURE) |  |  | 100009086.jpg
100009088 | P-TRAP PVC SCH40 SOLVENT WELD JOINT DWV FITTING, 2” X 2” SWIVEL W/ CLEANOUT |  | PLUMB | 100009088.jpg
100009090 | PVC WIRING CHANNEL LENGTH 60 MM X WIDTH 60 MM (AS PER SAMPLE PICTURE) |  | ELEC | 100009090.jpg
100009092 | ALUMINUM BLIND RIVET, 4.8MM DIA. X 8MM LENGTH (100/BOX) |  | CARP | 100009092.jpg
100009093 | GALVANIZED STEEL ROOF RIDGE CAP, THICKNESS 24 GAUGE, WIDTH 60CM X LENGTH 3MTR |  | CARP | 100009093.jpg
100009096 | FLOAT VALVE 1 ¼ ‘’ AS PER SAMPLE PICTURE. |  | PLUMB | 100009096.jpg
100009098 | WINDOW GLASS CLEAR 127CM X 87CM X 4MM THICKNESS |  |  | 100009098.jpg
100009100 | CONTACTOR-HYUNDAI UMC 32 15KW- 380V-32AMP-AC3-230VAC- |  |  | 100009100.jpg
100009101 | THERMAL OVERLOAD RELAY - HYUNDAI UTH 32K - 18 - 32AMP |  |  | 100009101.jpg
100009102 | DEEP GROOVE BALL BEARING, OD 80MM X ID 50MM X WIDTH 16MM |  | OMSP | 100009102.jpg
100009104 | SHAFT SEAL, DOUBLE LIP, NITRILE RUBBER W/ GARTER SPRING, ID 50MM X OD 80MM X 10MM WIDTH |  |  | 100009104.jpg
100009105 | OSRAM HLX LUMP 200W,AS PER PHOTOS |  |  | 100009105.jpg
100009106 | UNION PPR 4" INSIDE THREAD (AS PER SAMPLE PICTURE) |  | PLUMB | 100009106.jpg
100009107 | AIR CURTAIN -MODEL:FM-1212Z-220V-50HZ-INPUT POWER135W, WIND SPEED-11M/S-SIZE-120X19X16CM |  | HVAC | 100009107.jpg
100009108 | HVAC AUTO LIMIT SWITCH |  | HVAC | 100009108.jpg
100009109 | ROUND HVAC DUAL MOTOR RUN CAPACITOR 70 + 7.5 MFD, 370 VAC, 50/60Hz |  | HVAC | 100009109.jpg
100009113 | 7" PVC DOOR LOCK INTERNAL MACHINE (AS PER DIMENSIONS) |  | CARP | 100009113.jpg
100009114 | MILD STEEL ARC WELDING ELECTRODES, 2.5MM X 300MM, 2.5KG (5.5LBS) PACK |  | OMSP | 100009114.jpg
100009115 | MILD STEEL FENDER WASHER M6 X 18MM OD |  | OMSP | 100009115.jpg
100009116 | MILD STEEL BOLT & NUT M6 X 30MM FULL THREAD |  | OMSP | 100009116.jpg
100009120 | AIR CONDITIONING OUTDOOR UNIT INVERTER P.C. BOARD |  | HVAC | 100009120.jpg
100009121 | FUSE, CYLINDRICAL, DUAL ELEMENT CLASS RK5 TIME-DELAY, 30 AMP, 600 VAC/300 VDC, DIA. 20MM X LENGTH 75MM |  | ELEC | 100009121.jpg
100009124 | GALVANISED CHAIN - 15 MM |  | CARP | 100009124.jpg
100009127 | TUBING STEEL (PROFILE) 50X50X2MM |  | CARP | 100009127.jpg
100009128 | COUPLING GI 1 1/4’’ |  |  | 100009128.jpg
100009129 | SCHNEIDER LC1K12-10B7-24V,690V, UI 8KV, 3POLES, AC CONTACTOR, 50/60Hz, 20A. |  | ELEC | 100009129.jpg
100009130 | 2 X 150CM VAPOR TIGHT FLUORESCENT LIGHT FIXTURE, 58W, 230V, 50HZ, IP65 |  | ELEC | 100009130.jpg
100009134 | ANALOG AMPERE METER 9.5 CM X 9.5 CM 0 TO 400 AMP, RATIO 400/5A, TF-96 | TAIFA | OMSP | 100009134.jpg
100009137 | GATE VALVE 3” FLANGE TYPE 8 HOLE LENGTH 200 MM (AS PER SAMPLE PICTURE) |  | PLUMB | 100009137.jpg
100009138 | PVC COUPLING REDUCER 1/2" X 3/4" |  | PLUMB | 100009138.jpg
100009143 | TILE ADHESIVE/GLUE |  | CARP | 100009143.jpg
100009144 | STEEL TUBING 100MM X 100MM X 3MM X 6M LONG |  | OMSP | 100009144.jpg
100009145 | 134-A COMPRESSOR OIL FOR REFRIGIRATION |  | HVAC | 100009145.jpg
100009146 | PVC BUSHING REDUCER 10"X 3" SCH 80 |  | PLUMB | 100009146.jpg
100009147 | PLEXI GLASS 50X50X3CM - WHITE COLOR |  | CARP | 100009147.jpg
100009148 | PVC STRAIGHT TEE 10” SCH 80 |  | PLUMB | 100009148.jpg
100009152 | P-TRAP PVC SCH40 SOLVENT WELD JOINT DWV FITTING 3” X 3” |  | PLUMB | 100009152.jpg
100009153 | LED DRIVER 35W 350MA–900MA CONSTANT CURRENT CONTROL, SUPPLY VAC: 220 – 240V, 50/60Hz |  | ELEC | 100009153.jpg
100009154 | MAGNETIC CONTACTOR 110V-GV2 P08H7/2.5, 6AMP 50/60HZ 3P 100KA rms sym.480Y/277V AS PER SAMPLE PICTUER. |  | ELEC | 100009154.jpg
100009158 | PVC CEILING TILES 60CM X 60CM WITH DESIGN AS PER SAMPLE PICTURE. |  | CARP | 100009158.jpg
100009159 | AIR CONDITIONER INDOOR UNIT CROSS FLOW FAN BLADE, DIA. 90MM X LENGTH 600MM |  | HVAC | 100009159.jpg
Note on E1: IDS: click to open to the pictures

## Sheet1
|  | F | F
100008103 | 100008103, | 100008104 | 100008104,
100008104 | 100008104, | 100008105 | 100008105,
100008105 | 100008105, | 100008106 | 100008106,
100008106 | 100008106, | 100008107 | 100008107,
100008107 | 100008107, | 100008108 | 100008108,
100008108 | 100008108, | 100008115 | 100008115,
100008109 | 100008109, | 100008117 | 100008117,
100008110 | 100008110, | 100008118 | 100008118,
100008111 | 100008111, | 100008119 | 100008119,
100008112 | 100008112, | 100008120 | 100008120,
100008113 | 100008113, | 100008123 | 100008123,
100008114 | 100008114, | 100008124 | 100008124,
100008115 | 100008115, | 100008125 | 100008125,
100008116 | 100008116, | 100008126 | 100008126,
100008117 | 100008117, | 100008127 | 100008127,
100008118 | 100008118, | 100008129 | 100008129,
100008119 | 100008119, | 100008130 | 100008130,
100008120 | 100008120, | 100008132 | 100008132,
100008121 | 100008121, | 100008133 | 100008133,
100008122 | 100008122, | 100008134 | 100008134,
100008123 | 100008123, | 100008135 | 100008135,
100008124 | 100008124, | 100008136 | 100008136,
100008125 | 100008125, | 100008137 | 100008137,
100008126 | 100008126, | 100008138 | 100008138,
100008127 | 100008127, | 100008139 | 100008139,
100008128 | 100008128, | 100008140 | 100008140,
100008129 | 100008129, | 100008141 | 100008141,
100008130 | 100008130, | 100008142 | 100008142,
100008132 | 100008132, | 100008143 | 100008143,
100008133 | 100008133, | 100008144 | 100008144,
100008134 | 100008134, | 100008145 | 100008145,
100008135 | 100008135, | 100008147 | 100008147,
100008136 | 100008136, | 100008160 | 100008160,
100008137 | 100008137, | 100008167 | 100008167,
100008138 | 100008138, | 100008169 | 100008169,
100008139 | 100008139, | 100008171 | 100008171,
100008140 | 100008140, | 100008174 | 100008174,
100008141 | 100008141, | 100008175 | 100008175,
100008142 | 100008142, | 100008176 | 100008176,
100008143 | 100008143, | 100008179 | 100008179,
100008144 | 100008144, | 100008180 | 100008180,
100008145 | 100008145, | 100008182 | 100008182,
100008147 | 100008147, | 100008184 | 100008184,
100008148 | 100008148, | 100008186 | 100008186,
100008149 | 100008149, | 100008187 | 100008187,
100008150 | 100008150, | 100008188 | 100008188,
100008151 | 100008151, | 100008191 | 100008191,
100008152 | 100008152, | 100008193 | 100008193,
100008153 | 100008153, | 100008194 | 100008194,
100008154 | 100008154, | 100008195 | 100008195,
100008155 | 100008155, | 100008196 | 100008196,
100008156 | 100008156, | 100008198 | 100008198,
100008157 | 100008157, | 100008200 | 100008200,
100008158 | 100008158, | 100008201 | 100008201,
100008159 | 100008159, | 100008202 | 100008202,
100008160 | 100008160, | 100008206 | 100008206,
100008161 | 100008161, | 100008207 | 100008207,
100008162 | 100008162, | 100008208 | 100008208,
100008163 | 100008163, | 100008210 | 100008210,
100008164 | 100008164, | 100008211 | 100008211,
100008165 | 100008165, | 100008213 | 100008213,
100008166 | 100008166, | 100008215 | 100008215,
100008167 | 100008167, | 100008216 | 100008216,
100008169 | 100008169, | 100008217 | 100008217,
100008170 | 100008170, | 100008218 | 100008218,
100008171 | 100008171, | 100008221 | 100008221,
100008172 | 100008172, | 100008222 | 100008222,
100008173 | 100008173, | 100008223 | 100008223,
100008174 | 100008174, | 100008224 | 100008224,
100008175 | 100008175, | 100008225 | 100008225,
100008176 | 100008176, | 100008226 | 100008226,
100008177 | 100008177, | 100008229 | 100008229,
100008178 | 100008178, | 100008235 | 100008235,
100008179 | 100008179, | 100008236 | 100008236,
100008180 | 100008180, | 100008237 | 100008237,
100008181 | 100008181, | 100008238 | 100008238,
100008182 | 100008182, | 100008239 | 100008239,
100008183 | 100008183, | 100008240 | 100008240,
100008184 | 100008184, | 100008241 | 100008241,
100008185 | 100008185, | 100008264 | 100008264,
100008186 | 100008186, | 100008265 | 100008265,
100008187 | 100008187, | 100008266 | 100008266,
100008188 | 100008188, | 100008267 | 100008267,
100008189 | 100008189, | 100008268 | 100008268,
100008190 | 100008190, | 100008269 | 100008269,
100008191 | 100008191, | 100008271 | 100008271,
100008192 | 100008192, | 100008272 | 100008272,
100008193 | 100008193, | 100008273 | 100008273,
100008194 | 100008194, | 100008274 | 100008274,
100008195 | 100008195, | 100008275 | 100008275,
100008196 | 100008196, | 100008276 | 100008276,
100008198 | 100008198, | 100008277 | 100008277,
100008199 | 100008199, | 100008278 | 100008278,
100008200 | 100008200, | 100008279 | 100008279,
|  | 100008289 | 100008289,
|  | 100008292 | 100008292,
|  | 100008293 | 100008293,
|  | 100008294 | 100008294,
|  | 100008297 | 100008297,
|  | 100008302 | 100008302,
|  | 100008303 | 100008303,
|  | 100008304 | 100008304,
|  | 100008305 | 100008305,
|  | 100008306 | 100008306,
|  | 100008309 | 100008309,
|  | 100008310 | 100008310,
|  | 100008311 | 100008311,
|  | 100008312 | 100008312,
|  | 100008313 | 100008313,
|  | 100008314 | 100008314,
|  | 100008316 | 100008316,
|  | 100008318 | 100008318,
|  | 100008319 | 100008319,
|  | 100008321 | 100008321,
|  | 100008323 | 100008323,
|  | 100008326 | 100008326,
|  | 100008327 | 100008327,
|  | 100008328 | 100008328,
|  | 100008329 | 100008329,
|  | 100008331 | 100008331,
|  | 100008332 | 100008332,
|  | 100008333 | 100008333,
|  | 100008334 | 100008334,
|  | 100008335 | 100008335,
|  | 100008337 | 100008337,
|  | 100008338 | 100008338,
|  | 100008339 | 100008339,
|  | 100008350 | 100008350,
|  | 100008351 | 100008351,
|  | 100008352 | 100008352,
|  | 100008353 | 100008353,
|  | 100008354 | 100008354,
|  | 100008355 | 100008355,
|  | 100008356 | 100008356,
|  | 100008359 | 100008359,
|  | 100008361 | 100008361,
|  | 100008367 | 100008367,
|  | 100008371 | 100008371,
|  | 100008373 | 100008373,
|  | 100008375 | 100008375,
|  | 100008376 | 100008376,
|  | 100008377 | 100008377,
|  | 100008378 | 100008378,
|  | 100008379 | 100008379,
|  | 100008380 | 100008380,
|  | 100008381 | 100008381,
|  | 100008382 | 100008382,
|  | 100008383 | 100008383,
|  | 100008384 | 100008384,
|  | 100008386 | 100008386,
|  | 100008387 | 100008387,
|  | 100008388 | 100008388,
|  | 100008389 | 100008389,
|  | 100008390 | 100008390,
|  | 100008391 | 100008391,
|  | 100008392 | 100008392,
|  | 100008393 | 100008393,
|  | 100008394 | 100008394,
|  | 100008395 | 100008395,
|  | 100008396 | 100008396,
|  | 100008398 | 100008398,
|  | 100008399 | 100008399,
|  | 100008400 | 100008400,
|  | 100008401 | 100008401,
|  | 100008403 | 100008403,
|  | 100008405 | 100008405,
|  | 100008406 | 100008406,
|  | 100008409 | 100008409,
|  | 100008410 | 100008410,
|  | 100008412 | 100008412,
|  | 100008413 | 100008413,
|  | 100008414 | 100008414,
|  | 100008415 | 100008415,
|  | 100008417 | 100008417,
|  | 100008418 | 100008418,
|  | 100008420 | 100008420,
|  | 100008421 | 100008421,
|  | 100008424 | 100008424,
|  | 100008426 | 100008426,
|  | 100008427 | 100008427,
|  | 100008428 | 100008428,
|  | 100008430 | 100008430,
|  | 100008431 | 100008431,
|  | 100008432 | 100008432,
|  | 100008435 | 100008435,
|  | 100008436 | 100008436,
|  | 100008438 | 100008438,
|  | 100008439 | 100008439,
|  | 100008442 | 100008442,
|  | 100008443 | 100008443,
|  | 100008444 | 100008444,
|  | 100008445 | 100008445,
|  | 100008447 | 100008447,
|  | 100008448 | 100008448,
|  | 100008449 | 100008449,
|  | 100008450 | 100008450,
|  | 100008451 | 100008451,
|  | 100008452 | 100008452,
|  | 100008456 | 100008456,
|  | 100008459 | 100008459,
|  | 100008460 | 100008460,
|  | 100008461 | 100008461,
|  | 100008462 | 100008462,
|  | 100008464 | 100008464,
|  | 100008465 | 100008465,
|  | 100008466 | 100008466,
|  | 100008467 | 100008467,
|  | 100008468 | 100008468,
|  | 100008470 | 100008470,
|  | 100008471 | 100008471,
|  | 100008473 | 100008473,
|  | 100008479 | 100008479,
|  | 100008480 | 100008480,
|  | 100008481 | 100008481,
|  | 100008482 | 100008482,
|  | 100008483 | 100008483,
|  | 100008486 | 100008486,
|  | 100008487 | 100008487,
|  | 100008488 | 100008488,
|  | 100008489 | 100008489,
|  | 100008490 | 100008490,
|  | 100008491 | 100008491,
|  | 100008494 | 100008494,
|  | 100008495 | 100008495,
|  | 100008497 | 100008497,
|  | 100008498 | 100008498,
|  | 100008501 | 100008501,
|  | 100008502 | 100008502,
|  | 100008503 | 100008503,
|  | 100008507 | 100008507,
|  | 100008508 | 100008508,
|  | 100008509 | 100008509,
|  | 100008510 | 100008510,
|  | 100008511 | 100008511,
|  | 100008517 | 100008517,
|  | 100008518 | 100008518,
|  | 100008519 | 100008519,
|  | 100008520 | 100008520,
|  | 100008521 | 100008521,
|  | 100008522 | 100008522,
|  | 100008524 | 100008524,
|  | 100008525 | 100008525,
|  | 100008526 | 100008526,
|  | 100008527 | 100008527,
|  | 100008533 | 100008533,
|  | 100008534 | 100008534,
|  | 100008535 | 100008535,
|  | 100008536 | 100008536,
|  | 100008537 | 100008537,
|  | 100008538 | 100008538,
|  | 100008539 | 100008539,
|  | 100008540 | 100008540,
|  | 100008542 | 100008542,
|  | 100008543 | 100008543,
|  | 100008544 | 100008544,
|  | 100008545 | 100008545,
|  | 100008546 | 100008546,
|  | 100008547 | 100008547,
|  | 100008548 | 100008548,
|  | 100008549 | 100008549,
|  | 100008551 | 100008551,
|  | 100008552 | 100008552,
|  | 100008555 | 100008555,
|  | 100008559 | 100008559,
|  | 100008560 | 100008560,
|  | 100008563 | 100008563,
|  | 100008564 | 100008564,
|  | 100008566 | 100008566,
|  | 100008568 | 100008568,
|  | 100008571 | 100008571,
|  | 100008574 | 100008574,
|  | 100008575 | 100008575,
|  | 100008587 | 100008587,
|  | 100008588 | 100008588,
|  | 100008589 | 100008589,
|  | 100008592 | 100008592,
|  | 100008593 | 100008593,
|  | 100008594 | 100008594,
|  | 100008595 | 100008595,
|  | 100008597 | 100008597,
|  | 100008601 | 100008601,
|  | 100008602 | 100008602,
|  | 100008608 | 100008608,
|  | 100008609 | 100008609,
|  | 100008615 | 100008615,
|  | 100008616 | 100008616,
|  | 100008618 | 100008618,
|  | 100008619 | 100008619,
|  | 100008624 | 100008624,
|  | 100008626 | 100008626,
|  | 100008627 | 100008627,
|  | 100008629 | 100008629,
|  | 100008630 | 100008630,
|  | 100008631 | 100008631,
|  | 100008632 | 100008632,
|  | 100008633 | 100008633,
|  | 100008634 | 100008634,
|  | 100008635 | 100008635,
|  | 100008637 | 100008637,
|  | 100008638 | 100008638,
|  | 100008639 | 100008639,
|  | 100008641 | 100008641,
|  | 100008642 | 100008642,
|  | 100008644 | 100008644,
|  | 100008649 | 100008649,
|  | 100008650 | 100008650,
|  | 100008651 | 100008651,
|  | 100008652 | 100008652,
|  | 100008653 | 100008653,
|  | 100008654 | 100008654,
|  | 100008655 | 100008655,
|  | 100008656 | 100008656,
|  | 100008659 | 100008659,
|  | 100008660 | 100008660,
|  | 100008662 | 100008662,
|  | 100008663 | 100008663,
|  | 100008664 | 100008664,
|  | 100008665 | 100008665,
|  | 100008666 | 100008666,
|  | 100008667 | 100008667,
|  | 100008668 | 100008668,
|  | 100008669 | 100008669,
|  | 100008671 | 100008671,
|  | 100008678 | 100008678,
|  | 100008681 | 100008681,
|  | 100008682 | 100008682,
|  | 100008683 | 100008683,
|  | 100008684 | 100008684,
|  | 100008685 | 100008685,
|  | 100008687 | 100008687,
|  | 100008688 | 100008688,
|  | 100008690 | 100008690,
|  | 100008693 | 100008693,
|  | 100008694 | 100008694,
|  | 100008696 | 100008696,
|  | 100008697 | 100008697,
|  | 100008699 | 100008699,
|  | 100008701 | 100008701,
|  | 100008703 | 100008703,
|  | 100008704 | 100008704,
|  | 100008706 | 100008706,
|  | 100008707 | 100008707,
|  | 100008708 | 100008708,
|  | 100008709 | 100008709,
|  | 100008710 | 100008710,
|  | 100008711 | 100008711,
|  | 100008713 | 100008713,
|  | 100008715 | 100008715,
|  | 100008716 | 100008716,
|  | 100008717 | 100008717,
|  | 100008721 | 100008721,
|  | 100008727 | 100008727,
|  | 100008731 | 100008731,
|  | 100008738 | 100008738,
|  | 100008739 | 100008739,
|  | 100008740 | 100008740,
|  | 100008742 | 100008742,
|  | 100008743 | 100008743,
|  | 100008746 | 100008746,
|  | 100008747 | 100008747,
|  | 100008748 | 100008748,
|  | 100008749 | 100008749,
|  | 100008750 | 100008750,
|  | 100008751 | 100008751,
|  | 100008752 | 100008752,
|  | 100008753 | 100008753,
|  | 100008755 | 100008755,
|  | 100008764 | 100008764,
|  | 100008765 | 100008765,
|  | 100008766 | 100008766,
|  | 100008770 | 100008770,
|  | 100008771 | 100008771,
|  | 100008772 | 100008772,
|  | 100008780 | 100008780,
|  | 100008791 | 100008791,
|  | 100008792 | 100008792,
|  | 100008798 | 100008798,
|  | 100008799 | 100008799,
|  | 100008803 | 100008803,
|  | 100008804 | 100008804,
|  | 100008807 | 100008807,
|  | 100008809 | 100008809,
|  | 100008810 | 100008810,
|  | 100008812 | 100008812,
|  | 100008813 | 100008813,
|  | 100008814 | 100008814,
|  | 100008818 | 100008818,
|  | 100008821 | 100008821,
|  | 100008824 | 100008824,
|  | 100008825 | 100008825,
|  | 100008826 | 100008826,
|  | 100008828 | 100008828,
|  | 100008829 | 100008829,
|  | 100008830 | 100008830,
|  | 100008831 | 100008831,
|  | 100008832 | 100008832,
|  | 100008833 | 100008833,
|  | 100008841 | 100008841,
|  | 100008842 | 100008842,
|  | 100008843 | 100008843,
|  | 100008848 | 100008848,
|  | 100008851 | 100008851,
|  | 100008856 | 100008856,
|  | 100008859 | 100008859,
|  | 100008864 | 100008864,
|  | 100008865 | 100008865,
|  | 100008867 | 100008867,
|  | 100008868 | 100008868,
|  | 100008881 | 100008881,
|  | 100008884 | 100008884,
|  | 100008885 | 100008885,
|  | 100008886 | 100008886,
|  | 100008887 | 100008887,
|  | 100008894 | 100008894,
|  | 100008895 | 100008895,
|  | 100008901 | 100008901,
|  | 100008902 | 100008902,
|  | 100008903 | 100008903,
|  | 100008904 | 100008904,
|  | 100008905 | 100008905,
|  | 100008906 | 100008906,
|  | 100008907 | 100008907,
|  | 100008908 | 100008908,
|  | 100008909 | 100008909,
|  | 100008910 | 100008910,
|  | 100008911 | 100008911,
|  | 100008912 | 100008912,
|  | 100008915 | 100008915,
|  | 100008916 | 100008916,
|  | 100008917 | 100008917,
|  | 100008918 | 100008918,
|  | 100008919 | 100008919,
|  | 100008920 | 100008920,
|  | 100008923 | 100008923,
|  | 100008924 | 100008924,
|  | 100008925 | 100008925,
|  | 100008926 | 100008926,
|  | 100008929 | 100008929,
|  | 100008930 | 100008930,
|  | 100008931 | 100008931,
|  | 100008932 | 100008932,
|  | 100008933 | 100008933,
|  | 100008934 | 100008934,
|  | 100008935 | 100008935,
|  | 100008936 | 100008936,
|  | 100008937 | 100008937,
|  | 100008938 | 100008938,
|  | 100008939 | 100008939,
|  | 100008940 | 100008940,
|  | 100008941 | 100008941,
|  | 100008942 | 100008942,
|  | 100008943 | 100008943,
|  | 100008944 | 100008944,
|  | 100008946 | 100008946,
|  | 100008947 | 100008947,
|  | 100008949 | 100008949,
|  | 100008950 | 100008950,
|  | 100008952 | 100008952,
|  | 100008956 | 100008956,
|  | 100008957 | 100008957,
|  | 100008958 | 100008958,
|  | 100008965 | 100008965,
|  | 100008966 | 100008966,
|  | 100008967 | 100008967,
|  | 100008968 | 100008968,
|  | 100008971 | 100008971,
|  | 100008972 | 100008972,
|  | 100008974 | 100008974,
|  | 100008976 | 100008976,
|  | 100008977 | 100008977,
|  | 100008987 | 100008987,
|  | 100008988 | 100008988,
|  | 100008989 | 100008989,
|  | 100008991 | 100008991,
|  | 100008995 | 100008995,
|  | 100008996 | 100008996,
|  | 100008997 | 100008997,
|  | 100008999 | 100008999,
|  | 100009000 | 100009000,
|  | 100009002 | 100009002,
|  | 100009005 | 100009005,
|  | 100009006 | 100009006,
|  | 100009008 | 100009008,
|  | 100009009 | 100009009,
|  | 100009010 | 100009010,
|  | 100009011 | 100009011,
|  | 100009013 | 100009013,
|  | 100009014 | 100009014,
|  | 100009016 | 100009016,
|  | 100009017 | 100009017,
|  | 100009018 | 100009018,
|  | 100009023 | 100009023,
|  | 100009031 | 100009031,
|  | 100009032 | 100009032,
|  | 100009037 | 100009037,
|  | 100009038 | 100009038,
|  | 100009040 | 100009040,
|  | 100009043 | 100009043,
|  | 100009044 | 100009044,
|  | 100009045 | 100009045,
|  | 100009048 | 100009048,
|  | 100009049 | 100009049,
|  | 100009053 | 100009053,
|  | 100009055 | 100009055,
|  | 100009061 | 100009061,
|  | 100009062 | 100009062,
|  | 100009063 | 100009063,
|  | 100009066 | 100009066,
|  | 100009073 | 100009073,
|  | 100009074 | 100009074,
|  | 100009080 | 100009080,
|  | 100009082 | 100009082,
|  | 100009083 | 100009083,
|  | 100009084 | 100009084,
|  | 100009085 | 100009085,
|  | 100009086 | 100009086,
|  | 100009088 | 100009088,
|  | 100009090 | 100009090,
|  | 100009092 | 100009092,
|  | 100009093 | 100009093,
|  | 100009096 | 100009096,
|  | 100009098 | 100009098,
|  | 100009100 | 100009100,
|  | 100009101 | 100009101,
|  | 100009102 | 100009102,
|  | 100009104 | 100009104,
|  | 100009105 | 100009105,
|  | 100009106 | 100009106,
|  | 100009107 | 100009107,
|  | 100009108 | 100009108,
|  | 100009109 | 100009109,
|  | 100009113 | 100009113,
|  | 100009114 | 100009114,
|  | 100009115 | 100009115,
|  | 100009116 | 100009116,
|  | 100009120 | 100009120,
|  | 100009121 | 100009121,
|  | 100009124 | 100009124,
|  | 100009127 | 100009127,
|  | 100009128 | 100009128,
|  | 100009129 | 100009129,
|  | 100009130 | 100009130,
|  | 100009134 | 100009134,
|  | 100009137 | 100009137,
|  | 100009138 | 100009138,
|  | 100009143 | 100009143,
|  | 100009144 | 100009144,
|  | 100009145 | 100009145,
|  | 100009146 | 100009146,
|  | 100009147 | 100009147,
|  | 100009148 | 100009148,
|  | 100009152 | 100009152,
|  | 100009153 | 100009153,
|  | 100009154 | 100009154,
|  | 100009158 | 100009158,
|  | 100009159 | 100009159,